## Лист1
01. TERMO
ARZATOARE
20600 | Arzator pe peleti TECHMAXX 25 - 30 kw | buc | ECOLINEX | 25628.49
AUTOMATIZARI
19835 | Actuator cu controler ESBE CRA111 230V 6NM | buc | ESBE | 7175
18121 | Actuator cu controler ESBE CRB111 230V 6NM | buc | ESBE | 8179.5
25763 | Actuator cu controler ESBE CRS131 230V 6NM ACM 5...95C | buc | ESBE | 7995
23078 | Actuator electric ESBE 96 3-P SPDT 230V 15NM240S AUX | buc | ESBE | 3256.63
20665 | Actuator electric ESBE 96M 3-P SPDT 230V 15NM240S AUX | buc | ESBE | 4987.24
14426 | Actuator electric ESBE ARA645 2-POINT SPST 230VAC 6NM 30S | buc | ESBE | 3690
14117 | Actuator electric ESBE ARA651 3-POINT SPDT 230VAC 6NM 60S | buc | ESBE | 3382.5
25764 | Actuator electric ESBE ARA663 3-POINT SPDT 24V 120S | buc | ESBE | 3485
17103 | Actuator electric IVAR pu vana 2 cai 230V 50'' (506241) | buc | IVAR | 2578.29
23004 | Actuator electric pu disstribuitor IVAR 24V 2 FIRE NC | buc | IVAR | 502.66
16943 | Actuator electric pu distribuitor IVAR 230V (501508) | buc | IVAR | 471.5
20131 | Actuator electric pu distribuitor SALUS 230V T30NC230 | buc | SALUS | 451
16929 | Actuator electric pu vana 2-3 cai IVAR 230V (501394) | buc | IVAR | 2630.56
16913 | Aerisitor automat IVAR d1/2 (501325) | buc | IVAR | 143.5
23032 | Antena externa pentru SALUS KL08RF | buc | SALUS | 410
12805 | Cablu BUS De Dietrich L=12m AD134 | buc | DE DIETRICH | 1419.22
17927 | Cap termostat DANFOS RAL 9010 ALB / 003L1040 | buc | DANFOS | 275
22182 | Cap termostat DANFOS RAL 9010 CROMAT | buc | DANFOS | 350
25457 | Cap termostat General M30x1,5 | buc | TDS | 223.8
16895 | Cap termostat IVAR cu senzor 2ML (501175-6) | buc | IVAR | 686.75
16894 | Cap termostat IVAR d1/2 (501172) | buc | IVAR | 184.5
11872 | Cap termostat SLOVARM d1/2" VE-4260P | buc | SLOVARM | 188.4
24292 | Cap termostat TDS M30x1,5 | buc | TDS | 149.2
16942 | Centru de comanda IVAR 230V (ALC01) | buc | IVAR | 1229.59
19751 | Centru de comanda SALUS KL06 230V | buc | SALUS | 922.5
11981 | Comanda la distanta De Dietrich EASYMATIC FM50 | buc | DE DIETRICH | 2382.92
25849 | Cronotermostat SALUS WQ610 Open Therm Quantum | buc | SALUS | 1025
23307 | Cronotermostat GSM SALUS RT310I | buc | SALUS | 2050
25846 | Cronotermostat GSM SALUS RT310ISR cu releu 868Mhz | buc | SALUS | 2357.5
17088 | Cronotermostat radio SALUS 091FLRF | buc | SALUS | 1271
25155 | Cronotermostat radio SALUS 091FLRF V2 | buc | SALUS | 1332.5
23098 | Cronotermostat radio SALUS RT310RF | buc | SALUS | 1230
17694 | Cronotermostat radio SALUS RT500 RF | buc | SALUS | 1332.5
23099 | Cronotermostat radio SALUS RT510RF | buc | SALUS | 1332.5
25847 | Cronotermostat radio SALUS RT520RF | buc | SALUS | 1640
17692 | Cronotermostat radio SALUS T105 RF | buc | SALUS | 1332.5
25848 | Cronotermostat radio SALUS WQ610RF Open Therm Quantum | buc | SALUS | 2050
17087 | Cronotermostat SALUS 091FLV2 programabil | buc | SALUS | 615
17089 | Cronotermostat SALUS 093 | buc | SALUS | 553.5
21863 | Cronotermostat SALUS neprogramabil ERT30 (p/u pardoseala) | buc | SALUS | 553.5
25156 | Cronotermostat SALUS neprogramabil HTRS230 (p/u pardoseala) | buc | SALUS | 717.5
19750 | Cronotermostat SALUS programabil ERT50 UP 230V (p/u pardoseala) | buc | SALUS | 1025
25850 | Cronotermostat SALUS programabil HTRP230 (p/u pardoseala) | buc | SALUS | 1025
17695 | Cronotermostat SALUS programabil ST620 | buc | SALUS | 1332.5
19748 | Cronotermostat SALUS radio RT300RF | buc | SALUS | 1230
23423 | Cronotermostat SALUS RT310 neprogramabil | buc | SALUS | 615
17693 | Cronotermostat SALUS RT500 | buc | SALUS | 717.5
19749 | Cronotermostat SALUS senzor extern ERT30FS 230V | buc | SALUS | 594.5
17691 | Cronotermostat SALUS T105 | buc | SALUS | 594.5
19747 | Cronotermostat zilnic SALUS RT300 | buc | SALUS | 615
17093 | Electrovana 2 cai SALUS SBMV22 | buc | SALUS | 858.95
17094 | Electrovana 2 cai SALUS SBMV28 | buc | SALUS | 942.39
12135 | Electrovana 3 cai METROTERM d3/4 | buc | METROTERM | 1095.52
14423 | Electrovana 3 cai ESBE VZA162 2-P 230V d1 20-6.5 | buc | ESBE | 2494.65
14422 | Electrovana 3 cai ESBE VZA162 2-P 230V d3/4 15-3.5 | buc | ESBE | 2494.65
26155 | Grup circulatie GDF 111 | buc | ESBE | 3792.5
26156 | Grup circulatie GFF 111 | buc | ESBE | 5535
26154 | Grup circulatie GRA 111-32 | buc | ESBE | 10660
26385 | Grup circulatie GRF 111 | buc | ESBE | 4920
16937 | Grup Combimix 130 IVAR (500454) | buc | IVAR | 7277.5
16938 | Grup Combimix 180 IVAR (500410) | buc | IVAR | 7277.5
16933 | Grup Presiune cu manometru IVAR d1/2 MF (509000) | buc | IVAR | 820
17105 | Grupa siguranta IVAR pu Boiler d3/4 (507053) | buc | IVAR | 543.05
19754 | iT500 Cronotermostat GSM SALUS | buc | SALUS | 3239
19755 | iT500 Senzor temperatura SALUS iT300 | buc | SALUS | 738
21166 | iT600 Centru de comanda wireless,8 zone,compact SALUS KL08 RF | buc | SALUS | 3177.5
23030 | iT600 Gateway smart home SALUS UGE600 | buc | SALUS | 4208.45
21167 | iT600 Gateway, 10 Licente (10 termostate) SALUS G30 | buc | SALUS | 3280
21165 | iT600 Receptor pentru centrala SALUS RX10RF | buc | SALUS | 1230
23031 | iT600 Termostat wireless 230V alb (montaj in doza) SALUS VS10WRF | buc | SALUS | 1997.73
21163 | iT600 Termostat wireless cu baterii (alb) SALUS VS20WRF | buc | SALUS | 1435
21164 | iT600 Termostat wireless cu baterii (negru) SALUS VS20BRF | buc | SALUS | 1435
24596 | IVR By Pass pu distribuitor d1 FE(500126) | buc | IVAR | 803.6
25264 | IVR Kit Multimix 1L+1H+Izolatie IVAR | buc | IVAR | 21012.5
22265 | IVR Kit racordare pompa FLORMIX(506075) | buc | IVAR | 2562.5
17257 | Kit Legatura vas de expansiune IVAR (550530) | buc | IVAR | 327.18
17253 | Kit Varimix circuit direct IVAR (550610) | buc | IVAR | 2603.71
17254 | Kit Varimix cu By-Pas Diferential IVAR (550611) | buc | IVAR | 6541.96
17255 | Kit Varimix cu By-Pas Diferential.+Vana IVAR (550620) | buc | IVAR | 6747.99
22082 | Limitator temperatura coltar 67TIA021 | buc | METROTERM | 810
23286 | Limitator temperatura cu cap termostatic FJVR 15 drept | buc | METROTERM | 432.02
17925 | Limitator temperatura DANFOS FVJR15 colt / 003L1013 | buc | DANFOS | 350
17926 | Limitator temperatura DANFOS FVJR15 drept / 003L1014 | buc | DANFOS | 350
22081 | Limitator temperatura drept 67TIA020 | buc | METROTERM | 810
24730 | Manometru AQUASYSTEM d1/4 0:12bar | buc | AQUASYSTEM | 123
24731 | Manometru AQUASYSTEM d1/4 0:6bar | buc | AQUASYSTEM | 123
16935 | Manometru IVAR d1/4 VERT 16bar (509065) | buc | IVAR | 171.18
19753 | Modul de comanda pu pompa si centrala termica SALUS PL07 | buc | SALUS | 615
11789 | Modul hidraulic De Dietrich Circuit direct EA 61 | buc | DE DIETRICH | 2757.05
19752 | Modul pentru comanda poma SALUS PL06 | buc | SALUS | 410
16834 | Panou electronic De Dietrich MC A65ISYSTEME AD272 | buc | DE DIETRICH | 2815.27
21737 | Panou interfata DeDietrich NANEO HR72 | buc | DE DIETRICH | 623.41
16969 | Reductor presiune IVAR d1''1/4 p/u manometru (509023) | buc | IVAR | 2922.69
16932 | Reductor presiune IVAR d1''F p/u manometru (509012) | buc | IVAR | 1187.98
16950 | Reductor presiune IVAR d1''M (509022) | buc | IVAR | 1347.06
25238 | Reductor presiune IVAR d1/2 FE CU OL | buc | IVAR | 922.5
16948 | Reductor presiune IVAR d1/2 PT. MAN (509020) | buc | IVAR | 943
16930 | Reductor presiune IVAR d1/2FF (509007) | buc | IVAR | 410
16951 | Reductor presiune IVAR d1/2M (509001) | buc | IVAR | 1611.3
16970 | Reductor presiune IVAR d2'' (509025) | buc | IVAR | 4510
16931 | Reductor presiune IVAR d3/4FF (509008) | buc | IVAR | 451
16952 | Reductor presiune IVAR d3/4M (509002) | buc | IVAR | 1025
16949 | Reductor presiune IVAR d3/4M (509021) | buc | IVAR | 948.13
16883 | Regulator ATMOS cu sensori in set ACD 01 | buc | ATMOS | 14843.23
25661 | Regulator temperatura AQUA24 / 014879 | buc | METROTERM | 5000
24449 | Regulator temperatura Pulser / 003994 | buc | METROTERM | 3290.8
17615 | Regulator termic ESBE ATA212 35-95 3/4 | buc | ESBE | 845.63
19957 | Regulator ventilator 220V PHA20 300 W | buc | METROTERM | 656.12
22338 | Robinet colt 4 cai 1/2 X EK | buc | IVAR | 328
17101 | Robinet p/u servomotor IVAR d1'', 2 cai (506211) | buc | IVAR | 750.3
17102 | Robinet p/u servomotor IVAR d1''1/4, 2 cai (506212) | buc | IVAR | 398.11
17100 | Robinet p/u servomotor IVAR d3/4, 2 cai (506210) | buc | IVAR | 524.39
23074 | Robinet siguranta ESBE 3 BAR MSV d1/2 | buc | ESBE | 164
26153 | Robinet siguranta ESBE 3 BAR SVH 3/4 | buc | ESBE | 328
14425 | Robinet siguranta ESBE 3.5BAR VSB311 d3/4*1/2 | buc | ESBE | 357.32
14424 | Robinet siguranta ESBE 3BAR VSB211 d3/4*3/4 | buc | ESBE | 295.82
18119 | Robinet siguranta ESBE 3BAR VSB232 PN16 G1/2 | buc | ESBE | 294.79
25765 | Robinet siguranta ESBE 6 BAR MSV d1/2 | buc | ESBE | 153.75
14118 | Robinet siguranta ESBE 6BAR VSA132 PN16 G1/2 | buc | ESBE | 340.3
25766 | Robinet siguranta ESBE 8 BAR MSV d1/2 | buc | ESBE | 153.75
23370 | Robinet siguranta ESBE 8 BAR SVW d1/2 | buc | ESBE | 205
14119 | Robinet siguranta ESBE 8BAR VSA132 PN16 G1/2 | buc | ESBE | 292.74
16954 | Robinet termostatabil IVAR d3/4 (500388M) | buc | IVAR | 686.75
22339 | Robinet termostatabil 1/2 X EK unghi invers | buc | IVAR | 240.88
16971 | Robinet termostatabil cu BY-PAS IVAR d1/2 40MM (506097) | buc | IVAR | 325.54
16955 | Robinet termostatabil cu BY-PAS IVAR d3/4 50MM (506098) | buc | IVAR | 383.76
16941 | Robinet termostatabil IVAR 3 cai d1'' (501420) | buc | IVAR | 922.5
21948 | Sensor de temperatura extern CRC 911 ESBE | buc | ESBE | 1165.63
24448 | Sensor temperatura de canal aer TG-K330 / 003068 | buc | METROTERM | 900
19756 | Senzor temperatura EXTERN SALUS FS300 | buc | SALUS | 205
17259 | Separator de Debit IVAR d11/4-3/4 (550580) | buc | IVAR | 140.02
21736 | Set hydraulic DeDietrich NANEO HR101 | buc | DE DIETRICH | 1190.03
16934 | Termomanometru IVAR d1/2 M 120C 6bar (509141) | buc | IVAR | 410
16959 | Termostat de contact IVAR AC 614 (580002) | buc | IVAR | 412.87
17090 | Termostat ambient SALUS TH1M | buc | SALUS | 164
24109 | Termostat camera AC 400 GENERAL | buc | GENERAL | 932.31
25993 | Termostat camera HT 120 GENERAL | buc | GENERAL | 391.65
24107 | Termostat camera HT 250S LSD GENERAL | buc | GENERAL | 559.5
25996 | Termostat camera HT 270S LCD GENERAL | buc | GENERAL | 606.13
25994 | Termostat camera HT 300S GSM GENERAL | buc | GENERAL | 1865
25997 | Termostat camera HT 400 GENERAL | buc | GENERAL | 1510.65
24110 | Termostat camera HT 500 GSM GENERAL (ALB) | buc | GENERAL | 1958.25
26448 | Termostat camera HT 500 GSM GENERAL (NEGRU) | buc | GENERAL | 1958.25
24108 | Termostat camera Radio HT 250S LSD GENERAL | buc | GENERAL | 1119
25995 | Termostat camera Radio HT 270S LSD GENERAL | buc | GENERAL | 932.5
16936 | Termostat cu imersie IVAR AC 616 (580003) | buc | IVAR | 553.5
17091 | Termostat de contact mecanic SALUS AT10 | buc | SALUS | 266.5
17092 | Termostat de contact su sensor de imersie SALUS AT10F | buc | SALUS | 287
17616 | Termostat gaze arse ESBE CTF151 500C 230V | buc | ESBE | 2262.59
16677 | Vana 2 cai DANFOS VFGS-2 DN25 | buc | WILLO | 21535.17
21336 | Vana 3 cai CONTROLLI VTX21P+servomotor MVX21R | buc | CONTROLLI | 1078.1
23076 | Vana 3 cai ESBE 3F DN25-18 | buc | ESBE | 3180.58
23077 | Vana 3 cai ESBE 3F DN40-44 | buc | ESBE | 4363.63
20666 | Vana 3 cai ESBE 3F50-60 | buc | ESBE | 5882.89
14109 | Vana 3 cai ESBE VRG132 DN20 G1 FE | buc | ESBE | 1560.46
14110 | Vana 3 cai ESBE VRG132 DN25 G1 1/4 FE | buc | ESBE | 1394
14111 | Vana 3 cai ESBE VRG132 DN32 G1 1/2 FE | buc | ESBE | 1599
14112 | Vana 3 cai ESBE VRG132 DN40 G2 FE | buc | ESBE | 2289.03
14113 | Vana 3 cai ESBE VRG132 DN50 G2 1/4 FE | buc | ESBE | 3857.49
23075 | Vana 3 cai ESBE VRG231 DN40 G2 FE | buc | ESBE | 2408.96
17604 | Vana 3 cai ESBE VRG232 DN20 G1 FE | buc | ESBE | 1214.01
17605 | Vana 3 cai ESBE VRG232 DN25 G1 1/4 FE | buc | ESBE | 1367.56
17606 | Vana 3 cai ESBE VRG232 DN32 G1 1/2 FE | buc | ESBE | 1619.5
17607 | Vana 3 cai ESBE VRG232 DN40 G2 FE | buc | ESBE | 2224.05
17608 | Vana 3 cai ESBE VRG331 DN20 RP3/4 FI | buc | ESBE | 1353
17609 | Vana 3 cai ESBE VRG331 DN25 RP1 FI | buc | ESBE | 1435
17610 | Vana 3 cai ESBE VRG331 DN32 RP11/4 FI | buc | ESBE | 1677.52
16926 | Vana 3 cai IVAR d1'' KV12 (501551) | buc | IVAR | 758.5
16927 | Vana 3 cai IVAR d1''1/2 KV28 (501564) | buc | IVAR | 2357.5
16958 | Vana 3 cai IVAR d1''1/4 KV18 (501553) | buc | IVAR | 820
16928 | Vana 3 cai IVAR d2'' KV44 (501565) | buc | IVAR | 2255
16925 | Vana 3 cai IVAR d3/4 KV8 (501549) | buc | IVAR | 820
19829 | Vana amestec 3 cai ESBE LTC 141 RP11/4 60 C | buc | ESBE | 13853.9
19830 | Vana amestec 3 cai ESBE LTC 141 RP11/4 70 C | buc | ESBE | 13853.9
21946 | Vana amestec 3 cai ESBE VTC511 25-9 RP1 50C | buc | ESBE | 2255
19833 | Vana amestec 3 cai ESBE VTC511 25-9 RP1 60C | buc | ESBE | 2155.17
21947 | Vana amestec 3 cai ESBE VTC511 32-14 RP11/4 50C | buc | ESBE | 2357.5
19834 | Vana amestec 3 cai ESBE VTC511 32-14 RP11/4 60C | buc | ESBE | 2700.26
14418 | Vana amestec 3 cai ESBE VTC512 25-9 d11/4 | buc | ESBE | 2429.25
17611 | Vana amestec 3 cai ESBE VTC512 25-9 d11/4 75 | buc | ESBE | 2331.26
14419 | Vana amestec 3 cai ESBE VTC512 32-14 d11/2 | buc | ESBE | 2514.74
17612 | Vana amestec 3 cai ESBE VTC512 32-14 G11/2 75 | buc | ESBE | 2195.96
17613 | Vana amestec 3 cai ESBE VTC531 25-8 RP1 | buc | ESBE | 4134.44
17614 | Vana amestec 3 cai ESBE VTC531 32-8 RP11/4 | buc | ESBE | 5579.69
14420 | Vana amestec 3 cai ESBE VTC531 40-8 d11/2 | buc | ESBE | 5594.04
14421 | Vana amestec 3 cai ESBE VTC531 50-12 d2 | buc | ESBE | 4740.01
16944 | Vana amestec 3 cai IVAR reglabila d1/2 (507025) | buc | IVAR | 1404.66
16945 | Vana amestec 3 cai IVAR reglabila d3/4 (507035) | buc | IVAR | 1599
20185 | Vana amestec 4 cai ESBE VRB142 20-6.3 G1 | buc | ESBE | 2352.38
20186 | Vana amestec 4 cai ESBE VRB142 25-10 G11/4 | buc | ESBE | 2495.26
20187 | Vana amestec 4 cai ESBE VRB142 32-16 G11/2 | buc | ESBE | 2732.86
20188 | Vana amestec 4 cai ESBE VRB142 40-25 G2 | buc | ESBE | 3616.2
20463 | Vana amestec 4 cai ESBE VRB142 50-35 G2 1/4 | buc | ESBE | 5843.94
20464 | Vana cu servomotor ESBE 2 cai MBA 121 G1 | buc | ESBE | 2152.5
20465 | Vana cu servomotor ESBE 2 cai MBA 121 G11/4 | buc | ESBE | 2460
20189 | Vana cu servomotor ESBE 2 cai MBA 121 G3/4 | buc | ESBE | 2050
20466 | Vana cu servomotor ESBE 3 cai MBA 132 G1 | buc | ESBE | 2357.5
20467 | Vana cu servomotor ESBE 3 cai MBA 132 G11/4 | buc | ESBE | 2357.5
25754 | Vana cu servomotor ESBE 3 cai MBA 132 G3/4 | buc | ESBE | 2255
16823 | Vana siguranta termica Watts STS20 95 C | buc | WATTS | 728.37
14115 | Vana termostatica de amestec ESBE VTA 322 20-43C DN20 -1.6 G1 FE | buc | ESBE | 1332.5
17617 | Vana termostatica de amestec ESBE VTA 322 30-70C DN20 -1.6 G1 FE | buc | ESBE | 1537.5
14116 | Vana termostatica de amestec ESBE VTA 322 35-60C DN20 -1.6 G1 FE | buc | ESBE | 1332.5
14114 | Vana termostatica de amestec ESBE VTA 362 35-60C DN20 -1.3 G1 FE | buc | ESBE | 1640
25755 | Vana termostatica de amestec ESBE VTA 372 20-55C DN20-3.4 G1 FE | buc | ESBE | 1394
25756 | Vana termostatica de amestec ESBE VTA 372 30-70C DN20-3.4 G1 FE | buc | ESBE | 1742.5
25760 | Vana termostatica de amestec ESBE VTA 377 20-55C DN20-3.4 G1 FEx11/2 FI | buc | ESBE | 1640
17618 | Vana termostatica de amestec ESBE VTA 522 20-43C DN20 -3.2 G1 | buc | ESBE | 2357.5
25762 | Vana termostatica de amestec ESBE VTA 522 20-43C DN20 -3.2 G1 | buc | ESBE | 2255
18120 | Vana termostatica de amestec ESBE VTA 522 20-43C DN25 -3.5 G11/4 | buc | ESBE | 2460
17619 | Vana termostatica de amestec ESBE VTA 522 45-65C DN20 -3.2 G1 | buc | ESBE | 2357.5
20183 | Vana termostatica de amestec ESBE VTA 522 45-65C DN25 -3.5 G11/4 | buc | ESBE | 2460
20184 | Vana termostatica de amestec ESBE VTA 522 50-75C DN20 -3.2 G1 | buc | ESBE | 2357.5
19832 | Vana termostatica de amestec ESBE VTA 522 50-75C DN25 -3.5 G11/4 | buc | ESBE | 2460
25758 | Vana termostatica de amestec ESBE VTA 572 20-55C DN20 -4.5 G1 | buc | ESBE | 1845
25757 | Vana termostatica de amestec ESBE VTA 572 20-55C DN25 -4.8 G11/4 | buc | ESBE | 1845
25759 | Vana termostatica de amestec ESBE VTA 572 30-70C DN20 -4.5 G1 | buc | ESBE | 2357.5
25761 | Vana termostatica de amestec ESBE VTA 577 20-55C DN20-3.4 G1 FEx11/2 FI | buc | ESBE | 2972.5
19831 | Vana termostatica de amestec ESBE VTD 322 45 G1 20-3.6 | buc | ESBE | 1845
17620 | Vana termostatica de amestec ESBE VTD 322 60 G1 20-3.6 | buc | ESBE | 1707.86
BOILERE ELECTRICE
11771 | Boiler electric De Dietrich V=100L MV MONO ACI | buc | DE DIETRICH | 2366.32
14645 | Boiler electric orizontal TESY GCH V=100L | buc | TESY | 3792.5
14646 | Boiler electric orizontal TESY GCH V=80L | buc | TESY | 3382.5
14612 | Boiler electric TESY 10L GCA lavuar | buc | TESY | 1640
14613 | Boiler electric TESY 10L GCU sub lavuar | buc | TESY | 1640
17207 | Boiler electric TESY 15L GCA lavuar | buc | TESY | 1742.5
17208 | Boiler electric TESY 15L GCU sub lavuar | buc | TESY | 1804
14609 | Boiler electric TESY GCV 100L 45 A03 | buc | TESY | 2665
14608 | Boiler electric TESY GCV 30L 36 A03 | buc | TESY | 1845
17214 | Boiler electric TESY GCV 50L 36 A03 | buc | TESY | 2152.5
14610 | Boiler electric TESY GCV 50L 45 A03 | buc | TESY | 2029.5
18114 | Boiler electric TESY GCV 50L anticalcar | buc | TESY | 2460
14614 | Boiler electric TESY GCV 80L (1.2kW+0.8kW) | buc | TESY | 3209.48
17215 | Boiler electric TESY GCV 80L 36 A03 | buc | TESY | 2562.5
14611 | Boiler electric TESY GCV 80L 45 A03 | buc | TESY | 2357.5
20583 | Boiler electric TESY GCV 80L 47 P62 E | buc | TESY | 3583.61
22211 | Boiler electric TESY GCV 80L anticalcar | buc | TESY | 2972.5
BOILERE ACM REZERVOARE DE STOCARE
13553 | Boiler autonom INOX MOTAN 120L | buc | MOTAN | 15895.91
14638 | Boiler autonom TESY 200L 1SP | buc | TESY | 12853.5
14603 | Boiler autonom TESY 200L 2SP | buc | TESY | 11521
14600 | Boiler autonom TESY 300L 1SP | buc | TESY | 13940
14599 | Boiler autonom TESY 300L 2SP | buc | TESY | 14965
14601 | Boiler autonom TESY 500L 1SP | buc | TESY | 16912.5
14602 | Boiler autonom TESY 500L 2SP | buc | TESY | 19987.5
17209 | Boiler electric+autonom orizontal TESY GCHMS 80L 1SP | buc | TESY | 4800.08
17555 | Boiler electric+autonom TESY GCV7/4S2 100L TURBO | buc | TESY | 5883.5
17556 | Boiler electric+autonom TESY GCV7/4S2 120L TURBO | buc | TESY | 6867.5
16866 | Boiler electric+autonom TESY GCV7/4S2 150L TURBO | buc | TESY | 7482.5
14615 | Boiler electric+autonom TESY GCVS 100L 1SP P=2kWe | buc | TESY | 3997.5
22314 | Boiler electric+autonom TESY GCVS 120L 1SP P=2kWe | buc | TESY | 4592
17205 | Boiler electric+autonom TESY GCVS 150L 1SP P=2kWe | buc | TESY | 5125
26519 | Boiler electric+autonom TESY GCVS 150L 1SP/ EU | buc | TESY | 5125
14647 | Boiler electric+autonom TESY GCVS 80L 1SP P=2kWe | buc | TESY | 3382.5
20444 | Boiler electric+autonom TESY GCVSL 100L 1SP P=2kWe | buc | TESY | 3587.5
16828 | Boler de stocare De Dietrich 80L EH85 | buc | DE DIETRICH | 5596.71
21396 | Capac izolant PVC 996*60 | buc | TESY | 1408.76
17220 | Rezervor de stocare TESY 1000L (1SP) V13S P5 | buc | TESY | 31973.65
18112 | Rezervor de stocare TESY 1000L ACM | buc | TESY | 34313.93
18113 | Rezervor de stocare TESY 400L ACM | buc | TESY | 14154.43
17211 | Rezervor de stocare TESY 400L V P4 | buc | TESY | 10762.5
17216 | Rezervor de stocare TESY 500L (1SP) V15S P5 | buc | TESY | 16772.69
17217 | Rezervor de stocare TESY 500L (2SP) V15/7S2 P6 | buc | TESY | 19393
17218 | Rezervor de stocare TESY 800L (1SP) V12S P5 | buc | TESY | 27566.76
17219 | Rezervor de stocare TESY 800L (2SP) V12/9S2 P6 | buc | TESY | 30998.87
17823 | Rezervor Tank in Tank TESY 1000L/200L V S0 | buc | TESY | 41812.83
17824 | Rezervor Tank in Tank TESY 1000L/200L 1SP V15S | buc | TESY | 45927.79
14640 | Rezistenta electrica TESY 3 kW | buc | TESY | 2152.5
21020 | Rezistenta electrica TESY 3 kW (300570) | buc | TESY | 1019.88
14641 | Rezistenta electrica TESY 4.5 kW | buc | TESY | 3177.5
17210 | Rezistenta electrica TESY 6 kW | buc | TESY | 3075
21016 | Rezistenta electrica TESY 6 kW/750-2000 l | buc | TESY | 3540.35
18125 | Rezistenta electrica TESY EB 2200 2000W/230V | buc | TESY | 400.98
18126 | Rezistenta electrica TESY EB 2201 1500W/230V, L=160 mm RCF TW3 | buc | TESY | 408.98
18127 | Rezistenta electrica TESY RCF TW3 1200 V | buc | TESY | 267.32
CALORIFERE ALUMINIU
22398 | Calorifer aluminiu FLYHIGH Bimetal FB-A350 25 Bar. | buc | FLYHIGH | 132.42
24683 | Calorifer aluminiu FLYHIGH Bimetal FB-BQ500A 25 Bar. | buc | FLYHIGH | 136.52
18118 | Calorifer aluminiu FLYHIGH Bimetal FB-F500 25 Bar. | buc | FLYHIGH | 174.94
13171 | Calorifer aluminiu FLYHIGH CO-300 16 bar. | buc | FLYHIGH | 166.36
13172 | Calorifer aluminiu FLYHIGH CO-500 16 bar. | buc | FLYHIGH | 178.85
13594 | Calorifer aluminiu FLYHIGH incovoiat FL-500 16 bar | buc | FLYHIGH | 180.16
23052 | Calorifer aluminiu FONDITAL Blitz Super B4 500/100 | buc | FONDITAL | 283.31
23053 | Calorifer aluminiu FONDITAL Blitz Super B4 800/100 Alb | buc | FONDITAL | 383.56
21914 | Calorifer aluminiu FONDITAL Exclusivo B3 500/100 Alb | buc | FONDITAL | 205
23088 | Calorifer aluminiu FONDITAL Exclusivo B4 350/100 Alb | buc | FONDITAL | 205
25890 | Calorifer aluminiu FONDITAL Exclusivo D3 500/100 Alb | buc | FONDITAL | 205
23086 | Calorifer aluminiu FONDITAL Garda DUAL/80 1800/1 Alb | buc | FONDITAL | 1368.17
23087 | Calorifer aluminiu FONDITAL Garda DUAL/80 2000/1 Alb | buc | FONDITAL | 1529.92
23085 | Calorifer aluminiu FONDITAL Garda DUAL/80 900/1 Alb | buc | FONDITAL | 846.86
21098 | Calorifer aluminiu FONDITAL Garda S90 1400/1 Alb | buc | FONDITAL | 1086.5
21099 | Calorifer aluminiu FONDITAL Garda S90 1600/1 Alb | buc | FONDITAL | 1230
21100 | Calorifer aluminiu FONDITAL Garda S90 1800/1 Alb | buc | FONDITAL | 1353
22346 | Calorifer aluminiu FONDITAL Garda S90 2000/1 Alb | buc | FONDITAL | 1619.5
23055 | Calorifer aluminiu FONDITAL Tribeco 1400 Turtle | buc | FONDITAL | 1868.99
23054 | Calorifer aluminiu FONDITAL Tribeco 1600 Turtle | buc | FONDITAL | 1932.95
17204 | Cheie p/u calorifer aluminiu d1-3/4 FONDITAL | buc | FONDITAL | 682.45
26276 | Conexiune cu flansa 60/100 FONDITAL | buc | FONDITAL | 615
26275 | Cos de fum condens 60/100 FONDITAL | buc | FONDITAL | 717.5
26279 | Cot cos de fum condens 60/100 FONDITAL | buc | FONDITAL | 512.5
17098 | Dezaerator automat d1 stinga IVAR (506251) | buc | IVAR | 118.29
17097 | Dezaerator automat d1 dreapta IVAR (506251) | buc | IVAR | 118.29
25434 | Dezaerator fonta filet 1 1/2" / 0418366 | buc | METROTERM | 3190
13176 | Dop aluminiu d1 Dreapta Flyhigh | buc | FLYHIGH | 9.14
13175 | Dop aluminiu d1 Stinga Flyhigh | buc | FLYHIGH | 9.14
13489 | Garnitura p/u niplu d1 AL FLYHIGH | buc | FLYHIGH | 9.33
21916 | Garnitura p/u niplu d1 AL FONDITAL(FOA0016) | buc | FONDITAL | 2.05
17203 | Garnitura p/u niplu d3/4 AL FONDITAL | buc | FONDITAL | 1.03
12165 | Niplu Aluminiu d1 FLYHIGH | buc | FLYHIGH | 7.46
21915 | Niplu Aluminiu d1 FONDITAL | buc | FONDITAL | 7.18
17202 | Niplu Aluminiu d3/4 FONDITAL | buc | FONDITAL | 4.1
26280 | Panou control cascada FONDITAL | buc | FONDITAL | 17425
17179 | Picior p/u calorifer aluminiu in set METROTERM | buc | METROTERM | 300
23347 | Picior p/u calorifer otel SET (2 buc) | buc | METROTERM | 303.99
26277 | Prelungitor cos de fum condens 60/100 L=1000 FONDITAL | buc | FONDITAL | 717.5
26278 | Prelungitor cos de fum condens 60/100 L=500 FONDITAL | buc | FONDITAL | 512.5
13174 | Reductie AL. d1*1/2 Dreapta FLYHIGH | buc | FLYHIGH | 10.26
13173 | Reductie AL. d1*1/2 Stinga FLYHIGH | buc | FLYHIGH | 10.26
17200 | Reductie AL. d1*3/4 Dreapta FONDITAL A6/1 | buc | FONDITAL | 22.14
17201 | Reductie AL. d1*3/4 Stinga FONDITAL A6/1 | buc | FONDITAL | 22.14
9012 | Robinet Maevskii d1/2 FLYHIGH | buc | FLYHIGH | 11.19
23808 | Set accesorii Uscator FONDITAL A77 | buc | FONDITAL | 246
13177 | Set accesorii AL. d1*1/2 FLYHIGH | Set | FLYHIGH | 62.85
24682 | Set accesorii AL. d1*3/4 FLYHIGH | Set | FLYHIGH | 69.01
17196 | Set accesorii AL. FONDITAL A80/1 | buc | FONDITAL | 164
17197 | Set accesorii AL. FONDITAL A85 3/4-1/2 | buc | FONDITAL | 87.33
17198 | Set accesorii AL. FONDITAL A86 3/4-3/4 | buc | FONDITAL | 94.92
13178 | Suport p/u calorifer aluminiu FLYHIGH SET 2 buc. | buc | FLYHIGH | 22.38
17199 | Suport p/u calorifer aluminiu FONDITAL A16 | buc | FONDITAL | 9.84
CALORIFERE FONTA
12019 | Reductie calorifer fonta d5/4*1/2 dreapta | buc | METROTERM | 7.8
12027 | Reductie calorifer fonta d5/4*1/2 stinga | buc | METROTERM | 7.8
21980 | Suport calorifer fonta (SET 2 buc.) / 1467 | Set | METROTERM | 29
CALORIFERE OTEL
26296 | Calorifer otel TIP 21*500*1000 KALDE | buc | Kalde | 1000.76
26297 | Calorifer otel TIP 21*500*1200 KALDE | buc | Kalde | 1172.71
26298 | Calorifer otel TIP 21*500*1400 KALDE | buc | Kalde | 1348.4
26299 | Calorifer otel TIP 21*500*1600 KALDE | buc | Kalde | 1565.11
26300 | Calorifer otel TIP 21*500*1800 KALDE | buc | Kalde | 1728.3
26290 | Calorifer otel TIP 21*500*400 KALDE | buc | Kalde | 483.59
26291 | Calorifer otel TIP 21*500*500 KALDE | buc | Kalde | 569.76
26292 | Calorifer otel TIP 21*500*600 KALDE | buc | Kalde | 654.24
26293 | Calorifer otel TIP 21*500*700 KALDE | buc | Kalde | 735.93
26294 | Calorifer otel TIP 21*500*800 KALDE | buc | Kalde | 834.59
26295 | Calorifer otel TIP 21*500*900 KALDE | buc | Kalde | 917.77
26307 | Calorifer otel TIP 22*300*1000 KALDE | buc | Kalde | 827.87
26308 | Calorifer otel TIP 22*300*1400 KALDE | buc | Kalde | 1099.04
26309 | Calorifer otel TIP 22*300*1600 KALDE | buc | Kalde | 1275.66
26310 | Calorifer otel TIP 22*300*1800 KALDE | buc | Kalde | 1401.73
26311 | Calorifer otel TIP 22*300*2000 KALDE | buc | Kalde | 1528.55
26312 | Calorifer otel TIP 22*300*2200 KALDE | buc | Kalde | 1667.68
26313 | Calorifer otel TIP 22*300*2400 KALDE | buc | Kalde | 1803.08
26301 | Calorifer otel TIP 22*300*400 KALDE | buc | Kalde | 423.73
26302 | Calorifer otel TIP 22*300*500 KALDE | buc | Kalde | 489.19
26303 | Calorifer otel TIP 22*300*600 KALDE | buc | Kalde | 551.85
26304 | Calorifer otel TIP 22*300*700 KALDE | buc | Kalde | 613.4
26305 | Calorifer otel TIP 22*300*800 KALDE | buc | Kalde | 703.11
26306 | Calorifer otel TIP 22*300*900 KALDE | buc | Kalde | 765.77
21825 | Calorifer otel TIP 22*500*1000 KALDE | buc | Kalde | 1035.45
21826 | Calorifer otel TIP 22*500*1100 KALDE | buc | Kalde | 1139.14
21827 | Calorifer otel TIP 22*500*1200 KALDE | buc | Kalde | 1229.97
21828 | Calorifer otel TIP 22*500*1300 KALDE | buc | Kalde | 1303.45
21829 | Calorifer otel TIP 22*500*1400 KALDE | buc | Kalde | 1408.08
21830 | Calorifer otel TIP 22*500*1500 KALDE | buc | Kalde | 1492
21831 | Calorifer otel TIP 22*500*1600 KALDE | buc | Kalde | 1609.5
21832 | Calorifer otel TIP 22*500*1800 KALDE | buc | Kalde | 1810.92
21833 | Calorifer otel TIP 22*500*2000 KALDE | buc | Kalde | 1986.23
21819 | Calorifer otel TIP 22*500*400 KALDE | buc | Kalde | 513.06
21820 | Calorifer otel TIP 22*500*500 KALDE | buc | Kalde | 615.45
21821 | Calorifer otel TIP 22*500*600 KALDE | buc | Kalde | 723.62
21822 | Calorifer otel TIP 22*500*700 KALDE | buc | Kalde | 818.74
21823 | Calorifer otel TIP 22*500*800 KALDE | buc | Kalde | 864.05
26581 | Calorifer otel TIP 22*500*800 KALDE ELP | buc | Kalde | 895
21824 | Calorifer otel TIP 22*500*900 KALDE | buc | Kalde | 969.24
26317 | Calorifer otel TIP 33*300*1000 KALDE | buc | Kalde | 1243.96
26318 | Calorifer otel TIP 33*300*1200 KALDE | buc | Kalde | 1451.16
26319 | Calorifer otel TIP 33*300*1400 KALDE | buc | Kalde | 1663.77
26320 | Calorifer otel TIP 33*300*1600 KALDE | buc | Kalde | 1942.21
26321 | Calorifer otel TIP 33*300*1800 KALDE | buc | Kalde | 2133
26322 | Calorifer otel TIP 33*300*2000 KALDE | buc | Kalde | 2331.06
26314 | Calorifer otel TIP 33*300*400 KALDE | buc | Kalde | 614.89
26315 | Calorifer otel TIP 33*300*500 KALDE | buc | Kalde | 716.35
26316 | Calorifer otel TIP 33*300*900 KALDE | buc | Kalde | 1146.04
26329 | Calorifer otel TIP 33*500*1000 KALDE | buc | Kalde | 1904.17
26330 | Calorifer otel TIP 33*500*1200 KALDE | buc | Kalde | 2239.12
26331 | Calorifer otel TIP 33*500*1400 KALDE | buc | Kalde | 2579.85
26332 | Calorifer otel TIP 33*500*1600 KALDE | buc | Kalde | 2990.71
26333 | Calorifer otel TIP 33*500*1800 KALDE | buc | Kalde | 3308.7
26334 | Calorifer otel TIP 33*500*2000 KALDE | buc | Kalde | 3634.89
26323 | Calorifer otel TIP 33*500*400 KALDE | buc | Kalde | 898.37
26324 | Calorifer otel TIP 33*500*500 KALDE | buc | Kalde | 1065.66
26325 | Calorifer otel TIP 33*500*600 KALDE | buc | Kalde | 1230.15
26326 | Calorifer otel TIP 33*500*700 KALDE | buc | Kalde | 1388.87
26327 | Calorifer otel TIP 33*500*800 KALDE | buc | Kalde | 1580.77
26328 | Calorifer otel TIP 33*500*900 KALDE | buc | Kalde | 1742.47
11465 | Calorifer otel TIP11#500X1000 TT U.K.GROUP | buc | TERMO TEKNIK | 1018.44
11487 | Calorifer otel TIP11#500X400 TT U.K.GROUP | buc | TERMO TEKNIK | 451.41
11463 | Calorifer otel TIP11#500X500 TT U.K.GROUP | buc | TERMO TEKNIK | 628.94
11464 | Calorifer otel TIP11#500X600 TT U.K.GROUP | buc | TERMO TEKNIK | 711.56
11640 | Calorifer otel TIP11#500X700 TT U.K.GROUP | buc | TERMO TEKNIK | 765.06
11641 | Calorifer otel TIP11#500X800 TT U.K.GROUP | buc | TERMO TEKNIK | 855.67
11642 | Calorifer otel TIP11#500X900 TT U.K.GROUP | buc | TERMO TEKNIK | 954.69
11470 | Calorifer otel TIP21#500X1000 TT U.K.GROUP | buc | TERMO TEKNIK | 1271
11471 | Calorifer otel TIP21#500X1200 TT U.K.GROUP | buc | TERMO TEKNIK | 1496.5
11472 | Calorifer otel TIP21#500X1400 TT U.K.GROUP | buc | TERMO TEKNIK | 1910.19
11473 | Calorifer otel TIP21#500X1600 TT U.K.GROUP | buc | TERMO TEKNIK | 1947.5
11474 | Calorifer otel TIP21#500X1800 TT U.K.GROUP | buc | TERMO TEKNIK | 2193.5
12893 | Calorifer otel TIP21#500X400 TT U.K.GROUP | buc | TERMO TEKNIK | 637.76
11466 | Calorifer otel TIP21#500X500 TT U.K.GROUP | buc | TERMO TEKNIK | 717.5
11467 | Calorifer otel TIP21#500X600 TT U.K.GROUP | buc | TERMO TEKNIK | 820
11468 | Calorifer otel TIP21#500X700 TT U.K.GROUP | buc | TERMO TEKNIK | 963.5
11469 | Calorifer otel TIP21#500X800 TT U.K.GROUP | buc | TERMO TEKNIK | 1025
11624 | Calorifer otel TIP21#500X900 TT U.K.GROUP | buc | TERMO TEKNIK | 1148
11475 | Calorifer otel TIP21#700X400 TT U.K.GROUP | buc | TERMO TEKNIK | 758.5
11476 | Calorifer otel TIP21#900X400 TT U.K.GROUP | buc | TERMO TEKNIK | 840.5
11427 | Calorifer otel TIP22#300X1000 TT U.K.GROUP | buc | TERMO TEKNIK | 1025
11428 | Calorifer otel TIP22#300X1200 TT U.K.GROUP | buc | TERMO TEKNIK | 1189
11429 | Calorifer otel TIP22#300X1400 TT U.K.GROUP | buc | TERMO TEKNIK | 1414.5
11430 | Calorifer otel TIP22#300X1600 TT U.K.GROUP | buc | TERMO TEKNIK | 1537.5
12044 | Calorifer otel TIP22#300X1800 TT U.K.GROUP | buc | TERMO TEKNIK | 1640
12045 | Calorifer otel TIP22#300X2000 TT U.K.GROUP | buc | TERMO TEKNIK | 1845
12892 | Calorifer otel TIP22#300X400 TT U.K.GROUP | buc | TERMO TEKNIK | 529.52
11922 | Calorifer otel TIP22#300X500 TT U.K.GROUP | buc | TERMO TEKNIK | 615
11923 | Calorifer otel TIP22#300X600 TT U.K.GROUP | buc | TERMO TEKNIK | 734.52
11924 | Calorifer otel TIP22#300X700 TT U.K.GROUP | buc | TERMO TEKNIK | 796.02
11425 | Calorifer otel TIP22#300X800 TT U.K.GROUP | buc | TERMO TEKNIK | 877.4
11426 | Calorifer otel TIP22#300X900 TT U.K.GROUP | buc | TERMO TEKNIK | 985.03
11339 | Calorifer otel TIP22#500X1000 TT U.K.GROUP | buc | TERMO TEKNIK | 1271
17037 | Calorifer otel TIP22#500X1100 TT U.K.GROUP | buc | TERMO TEKNIK | 1394
11340 | Calorifer otel TIP22#500X1200 TT U.K.GROUP | buc | TERMO TEKNIK | 1537.5
17038 | Calorifer otel TIP22#500X1300 TT U.K.GROUP | buc | TERMO TEKNIK | 1640
11341 | Calorifer otel TIP22#500X1400 TT U.K.GROUP | buc | TERMO TEKNIK | 1742.5
17039 | Calorifer otel TIP22#500X1500 TT U.K.GROUP | buc | TERMO TEKNIK | 1906.5
11342 | Calorifer otel TIP22#500X1600 TT U.K.GROUP | buc | TERMO TEKNIK | 1968
11343 | Calorifer otel TIP22#500X1800 TT U.K.GROUP | buc | TERMO TEKNIK | 2234.5
11477 | Calorifer otel TIP22#500X2000 TT U.K.GROUP | buc | TERMO TEKNIK | 2501
11643 | Calorifer otel TIP22#500X400 TT U.K.GROUP | buc | TERMO TEKNIK | 643.29
11326 | Calorifer otel TIP22#500X500 TT U.K.GROUP | buc | TERMO TEKNIK | 799.5
11331 | Calorifer otel TIP22#500X600 TT U.K.GROUP | buc | TERMO TEKNIK | 861
11336 | Calorifer otel TIP22#500X700 TT U.K.GROUP | buc | TERMO TEKNIK | 984
11337 | Calorifer otel TIP22#500X800 TT U.K.GROUP | buc | TERMO TEKNIK | 1086.5
11338 | Calorifer otel TIP22#500X900 TT U.K.GROUP | buc | TERMO TEKNIK | 1308.31
11630 | Calorifer otel TIP33#300X1000 TT U.K.GROUP | buc | TERMO TEKNIK | 1729.79
11631 | Calorifer otel TIP33#300X1200 TT U.K.GROUP | buc | TERMO TEKNIK | 1992.19
11632 | Calorifer otel TIP33#300X1400 TT U.K.GROUP | buc | TERMO TEKNIK | 2255.41
13353 | Calorifer otel TIP33#300X1600 TT U.K.GROUP | buc | TERMO TEKNIK | 2487.68
13593 | Calorifer otel TIP33#300X1800 TT U.K.GROUP | buc | TERMO TEKNIK | 2837.2
12518 | Calorifer otel TIP33#300X2000 TT U.K.GROUP | buc | TERMO TEKNIK | 2967.17
11925 | Calorifer otel TIP33#300X400 TT U.K.GROUP | buc | TERMO TEKNIK | 1015.57
11625 | Calorifer otel TIP33#300X500 TT U.K.GROUP | buc | TERMO TEKNIK | 1117.46
11626 | Calorifer otel TIP33#300X600 TT U.K.GROUP | buc | TERMO TEKNIK | 1272.85
11627 | Calorifer otel TIP33#300X700 TT U.K.GROUP | buc | TERMO TEKNIK | 1299.7
11628 | Calorifer otel TIP33#300X800 TT U.K.GROUP | buc | TERMO TEKNIK | 1537.5
11629 | Calorifer otel TIP33#300X900 TT U.K.GROUP | buc | TERMO TEKNIK | 1346.24
16553 | Picioruse p/u radiator otel METROTERM | buc | METROTERM | 159.99
13919 | Suport p/u calorifere de podea (Termoteknik) | buc | TERMO TEKNIK | 303.81
22291 | Suport radiator otel (set) | buc | METROTERM | 295
CAZANE COMBUSTIBIL SOLID
ATMOS
17189 | Cazan ATMOS AC carbune,lemn 35S-35kw | buc | ATMOS | 28595.25
17190 | Cazan ATMOS DC 32S 32kw | buc | ATMOS | 29599.75
17389 | Cazan ATMOS DC RS 30kw | buc | ATMOS | 33453.34
17193 | Rezervor de peleti ATMOS 500kg | buc | ATMOS | 5912.82
17192 | Transportator peleti ATMOS DA 1500 - 1.5m | buc | ATMOS | 9079.04
GALMET
20166 | Cazan Galmet EKO GT-KWP2 M 28kw TRIO 07-284001 | buc | GALMET | 43421.46
GNB
STALMARK
23810 | Cazan Stalmark DUO PID 16 Kw | buc | Stalmark | 62340.5
25212 | Cazan Stalmark DUO PID 21 Kw | buc | Stalmark | 65682
21750 | Cazan Stalmark DUO PID 26 Kw | buc | Stalmark | 69577
25330 | Cazan Stalmark DUO PID 31 Kw | buc | Stalmark | 73472
21751 | Cazan Stalmark DUO PID 36 Kw | buc | Stalmark | 80585.5
25329 | Cazan Stalmark DUO PID Agro 26 Kw | buc | Stalmark | 67650
23665 | Cazan Stalmark DUO PID Max 100 Kw | buc | Stalmark | 164000
21954 | Cazan Stalmark Juhas 12 Kw+ventilator | buc | Stalmark | 22693.5
21955 | Cazan Stalmark Juhas 15 Kw+ventilator | buc | Stalmark | 24477
21956 | Cazan Stalmark Juhas 20 Kw+ventilator | buc | Stalmark | 25092
21957 | Cazan Stalmark Juhas 25 Kw+ventilator | buc | Stalmark | 26711.5
24087 | Cazan Stalmark Juhas 30 Kw+ventilator | buc | Stalmark | 28310.5
21958 | Cazan Stalmark Juhas 40 Kw+ventilator | buc | Stalmark | 35034.5
23027 | Cazan Stalmark MINI 17 Kw | buc | Stalmark | 51762.5
23026 | Cazan Stalmark MINI 25 Kw | buc | Stalmark | 57892
21960 | Cazan Stalmark MINI 30 Kw | buc | Stalmark | 62340.5
21959 | Cazan Stalmark PID 15 Kw | buc | Stalmark | 27839
21743 | Cazan Stalmark PID 20 Kw | buc | Stalmark | 28946
21744 | Cazan Stalmark PID 25 Kw | buc | Stalmark | 30647.5
21745 | Cazan Stalmark PID 30 Kw | buc | Stalmark | 33333
21746 | Cazan Stalmark PID 35 Kw | buc | Stalmark | 38294
21749 | Cazan Stalmark PID VEGAS 50 Kw | buc | Stalmark | 98871.5
21747 | Cazan Stalmark Pioner 25 Kw | buc | Stalmark | 69577
21748 | Cazan Stalmark Pioner 32 Kw | buc | Stalmark | 77141.5
26219 | Corp cazan Stalmark PID 25 KW | buc | Stalmark | 4100
23028 | Panou comanda Stalmark ST-28 + ventilator RV 12ARs | buc | Stalmark | 2849.5
23252 | Panou comanda Stalmark ST-81 z Pid | buc | Stalmark | 2849.5
24092 | Panou comanda Stalmark ST-880 z Pid | buc | Stalmark | 4715
22186 | Panou de comanda si control ST-650 Stalmark | buc | Stalmark | 4715
24093 | Sensor gaze arse STALMARK | buc | Stalmark | 1291.3
23094 | Sistema antiincendiu KPL Stalmark | buc | Stalmark | 3142.24
22460 | Ventilator Stalmark RV 12ARs | buc | Stalmark | 1230
24091 | Ventilator Stalmark WPA 120 | buc | Stalmark | 1332.5
CENTRALE IN CONDENSATIE
25332 | Centrala condens KOBERWARMETCHNIK MKDENS 25kw TF | buc | MOTAN | 17425
23757 | Centrala condens MOTAN GREEN 24 kw TF | buc | MOTAN | 15723.5
13603 | Centrala condens MOTAN MKDENS 25kw TF | buc | MOTAN | 17425
23756 | Centrala condens MOTAN MKDENS 35kw TF | buc | MOTAN | 23062.5
24664 | Centrala condens MOTAN MKDENS 35kw TF CH1 contur | buc | MOTAN | 20397.5
13604 | Centrala condens MOTAN MKDENS 36kw TF | buc | MOTAN | 24023.34
25769 | Centrala condens. DeDietrich MPX 20/24 MI COMPACT EX | buc | DE DIETRICH | 17794
25768 | Centrala condens. DeDietrich MPX 24/28 MI COMPACT EX | buc | DE DIETRICH | 18183.5
25770 | Centrala condens. DeDietrich MPX 28/33 MI COMPACT EX | buc | DE DIETRICH | 21217.5
21733 | Centrala condens. DeDietrich NANEO PMC-M 24/28 kw | buc | DE DIETRICH | 23944
21734 | Centrala condens. DeDietrich NANEO PMC-M 30/35 kw | buc | DE DIETRICH | 29232.18
21735 | Centrala condens. DeDietrich NANEO PMC-M 34/39 kw | buc | DE DIETRICH | 30196.5
25775 | Centrala condens. DeDietrich NANEO PMC-S 24 kw | buc | DE DIETRICH | 23370
25776 | Centrala condens. DeDietrich NANEO PMC-S 34 kw | buc | DE DIETRICH | 25625
25163 | Centrala condens. DeDietrich NANEO PMC-S MI 24/28 kw | buc | DE DIETRICH | 23575
25771 | Centrala condens. DeDietrich NANEO PMC-S MI 34/39 kw | buc | DE DIETRICH | 27367.5
13543 | Centrala condens. DeDietrich VIVADENS MCR 30/35 kw | buc | DE DIETRICH | 31775
13544 | Centrala condens. DeDietrich VIVADENS MCR 34/39 kw | buc | DE DIETRICH | 32595
23879 | Centrala condens. DeDietrich VIVADENS MCR BIC 24/28 kw | buc | DE DIETRICH | 48585
13542 | Centrala condens. DeDietrich VIVADENS MCR-P 24/28 MI PLUS | buc | DE DIETRICH | 26527
17550 | Centrala FONDITAL ANTEA condens. KC 24kw | buc | FONDITAL | 18347.5
25219 | Centrala FONDITAL ANTEA condens. KC 28kw | buc | FONDITAL | 22550
25220 | Centrala FONDITAL ANTEA condens. KRB 24kw | buc | FONDITAL | 18450
25222 | Centrala FONDITAL ANTEA condens. KRB 28kw | buc | FONDITAL | 23575
19173 | Centrala FONDITAL FORMENTERA KC 28 MET+KIT | buc | FONDITAL | 27675
19174 | Centrala FONDITAL FORMENTERA KC 32 MET+KIT | buc | FONDITAL | 28700
25221 | Centrala FONDITAL FORMENTERA KRB 32 kw | buc | FONDITAL | 27675
23807 | Centrala FONDITAL ITACA Condens. KB32 kw+Boiler INOX 45l | buc | FONDITAL | 40795
26271 | Centrala FONDITAL ITACA Condens.CH KR 45KW | buc | FONDITAL | 53300
26111 | Centrala FONDITAL ITACA Condens.CH KR 60KW | buc | FONDITAL | 63960
25316 | Centrala FONDITAL MINORCA condens. KC 24kw | buc | FONDITAL | 16400
17014 | Centrala FONDITAL TAHITI LINE TECHCOND KC 28kw TF | buc | FONDITAL | 29782.4
20669 | Centrala VIESSMANN Vitodens 100-W typ 26 kw | buc | VIESSMANN | 29315
22411 | Centrala VIESSMANN Vitodens 50-W typ 24 kw, | buc | VIESSMANN | 25297
22412 | Centrala VIESSMANN Vitodens 50-W typ 33 kW, | buc | VIESSMANN | 30340
13624 | Cos de fum De Dietrich MCR/NANEO/MPX D60/100 DY871 | buc | DE DIETRICH | 820
13612 | Cos de fum dual Motan MKDENS | buc | MOTAN | 1336.19
20417 | Cot prelungitor d100 la 90 | buc | FONDITAL | 510.86
26274 | KIT evacuare condens 60/100-80/125 FONDITAL | buc | FONDITAL | 2562.5
CENTRALE MURALE
17549 | Centrala FONDITAL Antea CTFS bitermic AF 24kw TF | buc | FONDITAL | 11275
23284 | Centrala FONDITAL Antea CTFS monotermic 24kw TF | buc | FONDITAL | 11992.5
25218 | Centrala FONDITAL Antea CTN 24kw | buc | FONDITAL | 11275
21913 | Centrala FONDITAL Antea RBTFS 40kw TF | buc | FONDITAL | 19270
22344 | Centrala FONDITAL FORMENTERA CTFS 28 Kw TF | buc | FONDITAL | 18245
22343 | Centrala FONDITAL FORMENTERA CTFS 32 Kw TF | buc | FONDITAL | 18450
25315 | Centrala FONDITAL Minorca CTFS 24kw TF | buc | FONDITAL | 11070
17009 | Centrala FONDITAL NIASDLINETECH BTFS 24kw TF+Boiler 25l | buc | FONDITAL | 21525
17010 | Centrala FONDITAL NIASDLINETECH BTFS 28kw TF+Boiler 25l | buc | FONDITAL | 22755
17007 | Centrala FONDITAL TAHITI DUAL CTFS 24kw TF | buc | FONDITAL | 9983.5
20668 | Centrala VIESSMANN Vitopend 100-W WH1D Turbo Combi 24 kw | buc | VIESSMANN | 15216.95
12917 | Centrala De Dietrich WHE 24kw FF | buc | DE DIETRICH | 8392.5
13318 | Centrala De Dietrich WHE 28kw FF | buc | DE DIETRICH | 9955.01
17304 | Centrala De Dietrich ZENA MS BIC 24kw FF+Boiler 40L | buc | DE DIETRICH | 26903.79
23880 | Centrala De Dietrich ZENA PLUS MSL MI 24kw FF | buc | DE DIETRICH | 15723.3
23881 | Centrala De Dietrich ZENA PLUS MSL MI 28kw FF | buc | DE DIETRICH | 16195
23882 | Centrala De Dietrich ZENA PLUS MSL MI 31kw FF | buc | DE DIETRICH | 17527.5
23755 | Centrala MOTAN K PLUS 24kw TF | buc | MOTAN | 10762.5
12211 | Centrala MOTAN MAXOPTIMUS 31kw TF | buc | MOTAN | 14657.5
20667 | Centrala MOTAN SIGMA 24kw TF | buc | MOTAN | 9286.5
23372 | Centrala MOTAN SIGMA 24kw TN | buc | MOTAN | 9430
25247 | Centrala MOTAN SIGMA 31kw TF | buc | MOTAN | 13632.5
23996 | Centrala MOTAN SIGMA 31kw TN | buc | MOTAN | 13120
17305 | Cos de fum De Dietrich MS D60/100 L=800 DY908 | buc | DE DIETRICH | 717.5
12918 | Cos de fum De Dietrich WHE D60/100 L=800 DY744 | buc | DE DIETRICH | 803.19
26230 | Cot la 45 cos de fum MOTAN 60/100 condens | buc | MOTAN | 369
26381 | Cot la 90 cos de fum 80/125 condens | buc | MOTAN | 595
13051 | Cot la 90 cos de fum MOTAN 60/100 | buc | MOTAN | 369
26229 | Cot la 90 cos de fum MOTAN 60/100 condens | buc | MOTAN | 369
24020 | KIT VANA 3 CAI HIDROBLOC MT ERCO | buc | MOTAN | 1007.17
25753 | Kit vertical 60/100 acoperis CT condens PM500557 | buc | MOTAN | 2255
13049 | Prelungitor cos de fum 1m | buc | MOTAN | 820
13050 | Prelungitor cos de fum 0.5m | buc | MOTAN | 656
26380 | Prelungitor cos de fum 1m condens 80/125mm | buc | MOTAN | 600
21597 | Prelungitor cos de fum MKDENS 1m | buc | MOTAN | 451
21598 | Prelungitor cos de fum MKDENS 0.5m | buc | MOTAN | 328
COLOANE DE GAZ
CONVECTOARE ELECTRICE
26511 | Adaptor convector pu montaj perete CN 03/04 | buc | TESY | 205
22118 | Aeroterma electrica de perete TESY HL 274 W PTC | buc | TESY | 935.21
18123 | Aeroterma electrica de perete TESY HL 275 W PTC | buc | TESY | 732.88
18124 | Aeroterma electrica de perete TESY HL 276 W PTC | buc | TESY | 808.11
14605 | Convector electric TESY 1500 W | buc | TESY | 1346.65
17041 | Convector electric TESY 2000 W | buc | TESY | 1520.49
14606 | Convector electric TESY CN 03 1000 W | buc | TESY | 1107
20587 | Convector electric TESY CN 03 1500 W | buc | TESY | 1148
20588 | Convector electric TESY CN 03 2000 W | buc | TESY | 1291.5
17042 | Convector electric TESY CN 03 2500 W | buc | TESY | 1537.5
17040 | Convector electric TESY CN 03 500 W | buc | TESY | 1004.5
26513 | Convector electric TESY ConvEco CN 04 1000W Control Electronic | buc | TESY | 2050
26514 | Convector electric TESY ConvEco CN 04 1500W Control Electronic | buc | TESY | 2152.5
26515 | Convector electric TESY ConvEco CN 04 2000W Control Electronic | buc | TESY | 2255
26516 | Convector electric TESY ConvEco CN 04 2500W Control Electronic | buc | TESY | 2460
26512 | Convector electric TESY ConvEco CN 04 500W Control Electronic | buc | TESY | 1947.5
21398 | Radiator cu ulei Tesy E01 R | buc | TESY | 1373.71
21399 | Radiator cu ulei Tesy E01 V | buc | TESY | 1703.96
COSURI DE EVACUARE INOX
18138 | Acoperis antiploaie HITON inox D=150mm | buc | HITON | 331.08
20476 | Clema cos de fum inox p/u fixarea de acoperis d200 (INOX 304) | buc | METROTERM | 226.68
20475 | Clema inox de perete cu 2 urechiuse d200 (INOX 304) | buc | METROTERM | 201.6
22106 | Clema inox de perete cu 2 urechiuse d230 (INOX 304) | buc | METROTERM | 235
22083 | Clema inox de perete cu 3 ureciuse d200 (INOX 304) | buc | METROTERM | 280
22105 | Clema inox de perete cu 3 ureciuse d230 (INOX 304) | buc | METROTERM | 325
22087 | Clema inox de perete telescopic d200 (INOX 304) | buc | METROTERM | 526
22107 | Clema inox de perete telescopic d230 (INOX 304) | buc | METROTERM | 550
23715 | Clema inox de perete telescopic d300 (INOX 304) | buc | METROTERM | 761.61
23278 | Clema inox p/u fixarea tevilor ingust d150 (INOX 304) | buc | METROTERM | 70
24463 | Clema inox p/u fixarea tevilor ingust d180 (INOX 304) | buc | METROTERM | 80
23018 | Clema inox p/u fixarea tevilor ingust d200 (INOX 304) | buc | METROTERM | 80
23019 | Clema inox p/u fixarea tevilor ingust d230 (INOX 304) | buc | METROTERM | 90
23718 | Clema inox p/u fixarea tevilor ingust d300 (INOX 304) | buc | METROTERM | 117.6
20477 | Clema inox p/u fixarea tevilor d200 (INOX 304) | buc | METROTERM | 95.85
22104 | Clema inox p/u fixarea tevilor d230 (INOX 304) | buc | METROTERM | 112
18139 | Cot 45 HITON Inox D150 mm | buc | HITON | 213.82
18140 | Cot 90 HITON Inox D150 reglabil | buc | HITON | 341.33
23093 | Cot inox la 135 d180-230 (INOX 304) | buc | METROTERM | 2744.01
22085 | Cot inox la 45 d150-200 izolat (INOX 304) | buc | METROTERM | 630
23339 | Cot inox la 45 d150-200 izolat (INOX 316x304) | buc | METROTERM | 672.71
22101 | Cot inox la 45 d180-230 izolat (INOX 304) | buc | METROTERM | 884.81
23344 | Cot inox la 45 d180-230 izolat (INOX316x304) | buc | METROTERM | 965.66
23720 | Cot inox la 45 d200-250 izolat (INOX 316L-304) | buc | METROTERM | 940.8
23281 | Cot inox la 90 d150 cu revizie NEIZOLAT (INOX 304-0.5MM) | buc | METROTERM | 596.74
23277 | Cot inox la 90 d150 NEIZOLAT(INOX 304-0.5MM) | buc | METROTERM | 499.09
22144 | Cot inox la 90 d150-200 izolat (INOX 304) | buc | METROTERM | 781.2
23340 | Cot inox la 90 d150-200 izolat (INOX 316x304) | buc | METROTERM | 862.58
22102 | Cot inox la 90 d180-230 izolat (INOX 304) | buc | METROTERM | 1110
23345 | Cot inox la 90 d180-230 izolat (INOX316x304) | buc | METROTERM | 1215.19
23719 | Cot inox la 90 d200-250 izolat (INOX 316L-304) | buc | METROTERM | 1176
20473 | Dop inox cu element de scurgere condens d150-200 (INOX 304) | buc | METROTERM | 618.45
22093 | Dop inox cu element de scurgere condens d180-230 (INOX 304) | buc | METROTERM | 750.39
23020 | Dop inox cu element de scurgere condens fara izolatie d200 (INOX 304) | buc | METROTERM | 350
23021 | Dop inox cu element de scurgere condens fara izolatie d230 (INOX 304) | buc | METROTERM | 420
25804 | Dop inox cu element de scurgere condens fara izolatie MALE d180 (INOX 304) | buc | METROTERM | 250
23280 | Dop inox cu element de scurgere condens NEIZOLAT d150 (INOX 304-0.5MM) | buc | METROTERM | 206.14
25802 | Palarie inox anti-ploaie d130-180 (INOX 304) | buc | METROTERM | 470
20472 | Palarie inox anti-ploaie d150-200 (INOX 304) | buc | METROTERM | 560
22095 | Palarie inox anti-ploaie d180-230 (INOX 304) | buc | METROTERM | 600
22084 | Palarie inox anti-vint d150-200 (INOX 304) | buc | METROTERM | 716.1
22094 | Palarie inox anti-vint d180-230 (INOX 304) | buc | METROTERM | 820
22086 | Palarie inox conic d150-200 (INOX 304) | buc | METROTERM | 400
22096 | Palarie inox conic d180-230 (INOX 304) | buc | METROTERM | 585
23721 | Palarie inox conic d250-300 (INOX 304) | buc | METROTERM | 1176
23100 | Reductie inox cos de fun FF d150/180 neizolata (inox 304-0.5mm) | buc | METROTERM | 400
23887 | Reductie inox cos de fun FF d150/200 izolata (inox 304-0.5mm) | buc | METROTERM | 660.81
20470 | Reductie inox cos de fun FF d160/150 neizolata (INOX 304-0.5mm) | buc | METROTERM | 403.2
25420 | Reductie inox cos de fun FF d160/180 neizolata (inox 304-0.5mm) | buc | METROTERM | 400
25308 | Suport inox cu fixare + cronsteine d150-200 NEW (INOX-304) | buc | METROTERM | 1395
23022 | Suport inox cu fixare + cronsteine d180-230 NEW (INOX-304) | buc | METROTERM | 1415
23067 | Suport inox cu fixare + cronsteine d200 (INOX-304) | buc | METROTERM | 1011.77
23714 | Suport inox cu fixare + cronsteine d200-250 (INOX-304) | buc | METROTERM | 1400.01
20474 | Suport inox cu fixare d200 (INOX-304) | buc | METROTERM | 996.81
22103 | Suport inox cu fixare d230 (INOX-304) | buc | METROTERM | 1064.01
25801 | Teava inox izolata d130-180 (INOX 304) L1000mm | buc | METROTERM | 1065
24462 | Teava inox izolata d130-180 (INOX 316x304) L1000mm | buc | METROTERM | 1220.79
20469 | Teava inox izolata d150-200 (INOX 304) L1000mm | buc | METROTERM | 1220
22089 | Teava inox izolata d150-200 (INOX 304) L250mm | buc | METROTERM | 495
22091 | Teava inox izolata d150-200 (INOX 304) L500mm | buc | METROTERM | 755
23338 | Teava inox izolata d150-200 (INOX 316x304) L1000mm | buc | METROTERM | 1356.26
22090 | Teava inox izolata d150-200 (INOX 316x304) L250mm | buc | METROTERM | 553.35
22092 | Teava inox izolata d150-200 (INOX 316x304) L500mm | buc | METROTERM | 846.3
22098 | Teava inox izolata d180-230 (INOX 304) L1000mm | buc | METROTERM | 1370
22130 | Teava inox izolata d180-230 (INOX 304) L250mm | buc | METROTERM | 548.81
22100 | Teava inox izolata d180-230 (INOX 304) L500mm | buc | METROTERM | 920
23341 | Teava inox izolata d180-230 (INOX 316x304) L1000mm | buc | METROTERM | 1620
23343 | Teava inox izolata d180-230 (INOX 316x304) L250mm | buc | METROTERM | 629.29
23342 | Teava inox izolata d180-230 (INOX 316x304) L500mm | buc | METROTERM | 1019.19
23711 | Teava inox izolata d200-250 (INOX 316x304) L1000mm | buc | METROTERM | 1702.41
23712 | Teava inox izolata d200-250 (INOX 316x304) L500mm | buc | METROTERM | 1209.6
23276 | Teava inox NEIZOLATA d150 (INOX 304-0.5mm) L1000mm | buc | METROTERM | 470
25803 | Teu inox d130-180 (INOX-304) | buc | METROTERM | 1550
22088 | Teu inox d150-200 (INOX 316x304) | buc | METROTERM | 1920.45
20471 | Teu inox d150-200 (INOX-304) | buc | METROTERM | 1725
22097 | Teu inox d180-230 (INOX 304) | buc | METROTERM | 1900
22131 | Teu inox d180-230 (INOX 316-304) | buc | METROTERM | 2000
23716 | Teu inox d200-250 (INOX-304) | buc | METROTERM | 1702.41
23713 | Teu inox d250-300 (INOX-304) | buc | METROTERM | 2228.79
23279 | Teu inox NEIZOLAT d150 (INOX-304-0.5MM) | buc | METROTERM | 660.81
18137 | Tronson inox HITON 1m D=150mm | buc | HITON | 469.25
GENERATOR DE AER CALD PE ULEI
LICHID PENTRU SISTEME INCALZIRE
11123 | Plastificator FV THERM 5 litri | Vas | FV PLAST | 266.5
16972 | Solutie anticoroziune IVAR 1L (ADD01) | buc | IVAR | 1846.23
25312 | Solutie p/u sistem de incalzire 10 kg GLASSY Antigel -30 | Vas | HOT STREAM | 255
25313 | Solutie p/u sistem de incalzire 10 kg GLASSY Antigel -65 | Vas | HOT STREAM | 385
23048 | Solutie p/u sistem de incalzire 10kg Zzima A-30 / 38200000 | Vas | METROTERM | 280
16560 | Solutie p/u sistem de incalzire 10kg Aliasca | Vas | METROTERM | 280
16670 | Solutie p/u sistem de incalzire 20L Hot Stream | buc | HOT STREAM | 995
16849 | Solutie p/u sistem de incalzire10L Hot Stream | buc | HOT STREAM | 490
22409 | Solutie p/u sistem solar 5L Zitrec LC | Vas | HOT STREAM | 500
MATERIALE IZOLATOARE
17784 | Izolant termi PEE S-gr.10mm Aluminiu | м2 | METROTERM | 38
17783 | Izolant termi PEE S-gr.2mm Aluminiu / 39211900 | м2 | METROTERM | 12
17785 | Izolant termi PEE S-gr.5mm Aluminiu | м2 | METROTERM | 22
22269 | Snur refractar 12x12mm L 2m / VTA 0690 | buc | METROTERM | 125
22830 | Snur refractar 15x15mm / VTA0635 | m | METROTERM | 75
22831 | Snur refractar 20x20mm / VTA0636 | m | METROTERM | 135
20543 | Snur refractar d12 L 2.5m / VTA0587 | buc | METROTERM | 136
20755 | Tub izolatie PE EXPANDAL L=2M D64x9mm | buc | VALROM | 37.93
PIESE SCHIMB TERMO
24248 | ACTUATOR COMPACT ELBI 31600021_03E | buc | MOTAN | 661.13
13490 | ACTUATOR ELBI 220V,50HZ | buc | MOTAN | 640.01
21936 | AFISAJ C13/C14 BRAHMA COD 16021134 | buc | MOTAN | 717.5
25207 | AFISAJ C15/C17 BRAHMA COD 390.01 | buc | MOTAN | 758.5
23818 | AFISAJ C32-A LMC1X-07 REV02 | buc | MOTAN | 910.82
23092 | Afisaj C32-B/C LMC1112-07 REV02 | buc | MOTAN | 717.5
24624 | Anod L160 d 25 TESY | buc | TESY | 287
24625 | Anod L250 d 25 TESY | buc | TESY | 348.5
26025 | ANSAMBLU TURBINA+KSD REV.06 HIDR3K S | buc | MOTAN | 328
20391 | Balama p/u usa cazan Orlan | buc | ORLANSKII | 203.57
17027 | Bobina p/u vana de gaz 840-845-848 FONDITAL | buc | FONDITAL | 443.62
24631 | Buton plastic TESY | buc | TESY | 82
22139 | CABLU ACTUATOR ELBI L=600MM 16000466-S | buc | MOTAN | 142.07
17153 | CABLU ALIMENTARE AFISAJ C32 | buc | MOTAN | 1391.34
21321 | CABLU ALIMENTARE SENZOR FLOWMETRUC11/C12 | buc | MOTAN | 127.92
22140 | CABLU FLOWMETRU C32 - CMC1112 | buc | MOTAN | 131.41
20837 | CABLU FLOWMETRU HIDR. BT KAIDI C11 | buc | MOTAN | 276.75
21320 | CABLU FLOWMETRU HIDR. MT KAIDI C12/C22 | buc | MOTAN | 293.56
23866 | CABLU SENZOR PRESIUNE CEME | buc | MOTAN | 107.83
21596 | CAPAC ROBINET UMPLERE 10.0157 | buc | MOTAN | 118.49
23846 | Caramida colt 2545m Orlan | buc | ORLANSKII | 1052.68
17734 | Caramida refractara unghiulara Orlan | buc | ORLANSKII | 303.61
14162 | CONECTOR VANA GAZ H(C11/C12)S | buc | MOTAN | 446.7
19956 | Controler ПЛК-73 | buc | METROTERM | 12096
25602 | Cronotermostat Smart TC De Dietrich AD324 | buc | DE DIETRICH | 4920
21782 | DISP.ELECTRONIC ANTICALACAR Dmin 1/2 Dmax 11/2 | buc | VALROM | 6628.47
17733 | Duza refractara Orlan | buc | ORLANSKII | 986.46
12451 | Duze GPL MOTAN | buc | MOTAN | 41
25267 | Electrod IGNITIE De Dietrich MCX | buc | DE DIETRICH | 881.5
22426 | Electrod aprindere condens FONDITAL | buc | FONDITAL | 410
24649 | Electrod aprindere FONDITAL | buc | FONDITAL | 102.5
17887 | Electrod de aprindere DE DIETRICH MCR 24KW | buc | DE DIETRICH | 963.5
23374 | ELECTROD IGNITIE C38 | buc | MOTAN | 1100.65
23373 | ELECTROD IGNITIE D2-11 RO526-0-S | buc | MOTAN | 1025
14349 | ELECTROD IGNITIE GM 10-35-244-03/HE ISO | buc | MOTAN | 184.5
18283 | ELECTROD IONIZARE GM 10-35-245-03/HE ISO | buc | MOTAN | 2.46
24650 | Flowmetru (bitermic) FONDITAL | buc | FONDITAL | 290.08
17022 | Flowmetru FONDITAL | buc | FONDITAL | 153.96
24638 | Flowmetru FONDITAL | buc | FONDITAL | 307.5
26509 | Flowmetru FONDITAL | buc | FONDITAL | 512.5
21319 | FLOWMETRU HIDROBLOC BT ERCO | buc | MOTAN | 225.5
13136 | FLOWMETRU HIDROBLOC MT ERCO | buc | MOTAN | 410
26571 | GARNITURA AFM34 D23.5X17X2 | buc | MOTAN | 20.5
24648 | Garnituri schimbator set 4buc FONDITAL | buc | FONDITAL | 102.5
21640 | HIDR. RETUR ARM H2-FLOW. COMPLET CMC1112 | buc | MOTAN | 1189
23352 | HIDROBLOC BT INTRARE AD09-2 KAIDI | buc | MOTAN | 1203.15
20197 | HIDROBLOC IESIRE MT FUGAS(BY-PASS INT) | buc | MOTAN | 2562.5
23318 | HIDROBLOC INTRARE C12 FUGAS | buc | MOTAN | 358.96
14163 | HIDROBLOC INTRARE C12 FUGAS(BY-PASS EXT) | buc | MOTAN | 1049.19
23321 | HIDROBLOC MT INTRARE THB201 KAIDI | buc | MOTAN | 1558.62
24252 | HIDROBLOC TUR ASAMBLAT-H2-RACORD BRONZ | buc | MOTAN | 1517
24630 | Indicator temperatura Bilight TESY | buc | TESY | 143.5
22122 | Inel O-ring (set 4 piese ) 12*3 MOTAN | buc | MOTAN | 79.95
22839 | INEL O 17X3 NBR 70 | buc | MOTAN | 20.5
23998 | INEL O 17X4 NBR 70 BLACK DUCI | buc | MOTAN | 20.5
21689 | INEL O 17X4.3 NBR 70 MARCAJ ROSU DUCI | buc | MOTAN | 20.5
17029 | Inel p/u schimbator 3,53x18,64 FONDITAL | buc | FONDITAL | 77.49
22158 | Kit de siguranta 1" / 1401 | buc | METROTERM | 240
24446 | Kit Motan monitor | buc | MOTAN | 3075
12527 | KIT POMPA GRUNDFOS C32- 24 | buc | MOTAN | 2184.07
20353 | KIT PRESOSTAT AER SIT 0380037 105/90PA | buc | MOTAN | 492
21687 | KIT SENZOR DEBIT+TURBINA REV0.5C | buc | MOTAN | 328
14160 | MANOMETRU 047245 BAR_MPA CR IMIT | buc | MOTAN | 339.48
13916 | MEMBRANA OPTIMUS C15 | buc | MOTAN | 84.46
25215 | MEMBRANA PLUS MT C12 BLACK SEA | buc | MOTAN | 410
26024 | MEMBRANA PRESOSTAT DIFERENTIAL COD F0003 | buc | MOTAN | 143.5
25773 | Modul de control DE DIETRICH AD290 (2 contururi) | buc | DE DIETRICH | 6150
23283 | Modul protectie la supratensiuni 3A | buc | MOTAN | 1389.9
26144 | Panou comanda FONDITAL FORMENTERA CTFS senzor | buc | FONDITAL | 2050
22425 | Panou comanda FONDITAL FORMENTERA KC senzor | buc | FONDITAL | 2255
22459 | Panou comanda Stalmark ST-28 | buc | Stalmark | 1742.5
24809 | Panou comanda Stalmark ST-28 Z PID | buc | Stalmark | 2685.5
25604 | Panou de comanda De Dietrich Diematic ISYSTEME/ISENSE PRO | buc | DE DIETRICH | 6355
26112 | Placa el FONDITAL ANTEA RBTFS 40 KW (6SCHEMOD36) | buc | FONDITAL | 2562.5
24651 | Placa el FONDITAL ANTEA CTFS AF bitermica (6SCHEMOD20) | buc | FONDITAL | 2562.5
24646 | Placa el FONDITAL ANTEA CTFS monotermica (6SCHEGAR38) | buc | FONDITAL | 2562.5
26145 | Placa el FONDITAL ANTEA KC24 cu pr. aer (6SCHEGAR46) | buc | FONDITAL | 2562.5
22080 | Placa el FONDITAL ANTEA KC24 fara pr. aer (6SCHEMOD37) | buc | FONDITAL | 2665
26147 | Placa el FONDITAL FORMENTERA CTFS (6SCHEGAR28) | buc | FONDITAL | 2562.5
26146 | Placa el FONDITAL FORMENTERA KC cu pr aer (6SCHEGAR47) | buc | FONDITAL | 2562.5
17017 | Placa el FONDITAL FORMENTERA KC fara pr aer (6SCHEMOD27) | buc | FONDITAL | 2562.5
17032 | Placa el FONDITAL TAHITI DUAL CTFS (6SCHEMOD14) | buc | FONDITAL | 2562.5
25897 | Placa el FONDITAL TAHITI DUAL KC (6SCHEMOD19) | buc | FONDITAL | 2562.5
26272 | Placa el FONDITAL VICTORIA (6SCHEMOD12) | buc | FONDITAL | 2562.5
16868 | PLACA ELECTRONICA 380 C13/C14 verde | buc | MOTAN | 4318.53
12526 | PLACA ELECTRONICA 384 FLUXOMETRU-C15,C17 verde | buc | MOTAN | 2685.5
20357 | PLACA ELECTRONICA 960 C15/C17-SOFT ERCO albastra | buc | MOTAN | 2685.5
24247 | PLACA ELECTRONICA C13-1X-HB FUGAS rosie | buc | MOTAN | 2460
16870 | PLACA ELECTRONICA C15-CMC1X FUGAS UPS | buc | MOTAN | 12.92
20356 | PLACA ELECTRONICA C17-CMC1X FUGAS CESAO2 rosie | buc | MOTAN | 2482.76
23867 | PLACA ELECTRONICA C22-CMC1X | buc | MOTAN | 2050
24246 | PLACA ELECTRONICA C3231B-HBF-ERPUPS | buc | MOTAN | 2460
25472 | PLACA ELECTRONICA C38 25-P | buc | MOTAN | 2460
26568 | PLACA ELECTRONICA C38 35 | buc | MOTAN | 2460
17653 | PLACA ELECTRONICA CMC1112-04/C11/F/F | buc | MOTAN | 2480.3
12894 | PLACA ELECTRONICA CMC1112-04/C12C22/F/E | buc | MOTAN | 2255
19851 | PLACA ELECTRONICA SIGMA FLEXAS | buc | MOTAN | 2665
20354 | POMPA GRUNDFOS CESAO2 C11,C12 FUGAS-S | buc | MOTAN | 1947.5
20036 | POMPA GRUNDFOS CESAO2 C13,C14,C15,C17-S | buc | MOTAN | 1927
19848 | POMPA UPM3 FLEX AS 15-70_DOP MANOMETRU S | buc | MOTAN | 924.35
13646 | PRESOSTAT APA MATER XP 115C-NO C32-SIGMA | buc | MOTAN | 676.3
17433 | PRESOSTAT APA SPAB05DNA00 GTE | buc | MOTAN | 317.96
24643 | Presostat FONDITAL | buc | FONDITAL | 225.5
17738 | Regulator Ekoster 2 Orlan | buc | ORLANSKII | 3812.8
21588 | Retorta din fonta la arzator Galmet M-006708 | buc | GALMET | 477.45
24626 | Rezistenta electrica 1.5 Kw TESY | buc | TESY | 615
24627 | Rezistenta electrica 2 Kw TESY | buc | TESY | 615
17025 | Robinet de umplere FONDITAL | buc | FONDITAL | 163.18
13647 | ROBINET UMPLERE COD 10.0051 | buc | MOTAN | 246
25895 | Robinet umplere Fondital (6RUBICAR07) | buc | FONDITAL | 164
25892 | Robinet umplere Fondital (6RUBICAR08) | buc | FONDITAL | 307.5
18288 | ROBINET UMPLERE RO506-04 +INELE "O" | buc | MOTAN | 225.5
21685 | SCHIMBATOR 14 PLACI GIANNONI-S | buc | MOTAN | 1066
21686 | SCHIMBATOR 26 PLACI | buc | MOTAN | 1312
24249 | SCHIMBATOR GIANNONI BT 270MM C11PRB28505 clema | buc | MOTAN | 3587.5
14598 | SCHIMBATOR GIANNONI MT 320MM C17/C32 clema | buc | MOTAN | 3143.68
12569 | SCHIMBATOR MT 225MM C15/C22/C32 clema | buc | MOTAN | 2870
24647 | Schimbator secundar 12pl FONDITAL | buc | FONDITAL | 1230
13495 | SCHIMBATOR VALMEX BT 270MM C11 filet | buc | MOTAN | 4100
14460 | SCHIMBATOR VALMEX MT 270MM C12 filet | buc | MOTAN | 2412.44
21026 | Sensor temperatura GALMET M-005752 | buc | GALMET | 120.34
19954 | Sensor temperatura TCM2-10M-100m | buc | METROTERM | 1048.01
25891 | Sensor fum NTC Fondital | buc | FONDITAL | 512.5
24653 | Sensor temperatura D13.5 FONDITAL | buc | FONDITAL | 143.5
24652 | Sensor temperatura D18 FONDITAL | buc | FONDITAL | 143.5
21591 | Senzor contur ACM Galmet M-006957 | buc | GALMET | 184.09
25772 | Senzor De Dietrich NTC12K AD226 | buc | DE DIETRICH | 1230
21690 | SENZOR DEBIT KSD-H2-REV.05 | buc | MOTAN | 285.98
25774 | Senzor exterior De Dietrich FM46 | buc | DE DIETRICH | 922.5
26444 | SENZOR GAZE ARSE N10 | buc | MOTAN | 184.5
14323 | SENZOR HALL FUGAS COD 10.0089 | buc | MOTAN | 303.2
21937 | SENZOR PRESIUNE CEME G1/4 5220AB00 | buc | MOTAN | 604.14
25028 | SENZOR PRESIUNE ELTEK CR 10.0840.05.03 | buc | MOTAN | 512.5
18246 | SENZOR PRESIUNE TCBCA30G1/4 | buc | MOTAN | 427.84
26589 | SENZOR TEMP. EXTERN CH KR Fondital | buc | FONDITAL | 410
21323 | SENZOR TEMP. FUM 90GRD C13/C14 TSD20D1 | buc | MOTAN | 308.12
16874 | SENZOR TEMP. KST-CR | buc | MOTAN | 45.31
12800 | SENZOR TEMP. KSTI-FILET-S | buc | MOTAN | 102.5
25894 | SENZOR TEMP. NTC Fondital | buc | FONDITAL | 123
21589 | Senzor temperatura alimentator Galmet M-005752 | buc | GALMET | 87.74
21590 | Senzor temperatura cazan Galmet M-005753 | buc | GALMET | 127.51
26569 | SET GARNITURI CT C12SPV 24MEF/ME | buc | MOTAN | 143.5
26570 | SET GARNITURI CT C15SPV 24MEF | buc | MOTAN | 143.5
22156 | SIGURANTA D18 | buc | MOTAN | 41
20381 | Snur refractar GALMET | buc | GALMET | 44.69
17034 | Sonda NTC FONDITAL | buc | FONDITAL | 229.6
13596 | SUPAPA DE SIGURANTA 3 BAR CR 0059500 | buc | MOTAN | 292.13
24642 | Supapa siguranta 3 bar FONDITAL | buc | FONDITAL | 205
17035 | Termostat 105gr. FONDITAL | buc | FONDITAL | 173.84
13301 | Termostat ambient FM52 | buc | DE DIETRICH | 930.09
24629 | Termostat RTS 20A TESY | buc | TESY | 717.5
13580 | TERMOSTAT SUPRATEMPERATURA 85GRD | buc | MOTAN | 143.5
23118 | TERMOSTAT SUPRATEMPERATURA 95GRD | buc | MOTAN | 143.5
24628 | Termostat TSE 16A TESY | buc | TESY | 512.5
14161 | TRANSFORMATOR ANSTOSS VZ 2/HDC600 | buc | MOTAN | 451
21670 | Transformator aprindere MCR De Dietrich | buc | DE DIETRICH | 1025
23039 | TRANSFORMATOR APRINDERE VZ 2/10 HDC 600 | buc | MOTAN | 402.21
23360 | TRANSFORMATOR APRINDERE ZAG2/10HZ C32 | buc | MOTAN | 410
23375 | TRANSFORMATOR ZAG2 R=2X470OHM C32-SIGMA | buc | MOTAN | 342.15
20037 | TUB VENTURI C15-C17 EBM PN.2745339389 | buc | MOTAN | 205
21688 | TURBINA ASAMBLATA C32 - H2 | buc | MOTAN | 84.87
24639 | Turbina Flowmetru FONDITAL 10Lt | buc | FONDITAL | 246
24640 | Turbina Flowmetru FONDITAL 13Lt | buc | FONDITAL | 246
24641 | Turbina Flowmetru FONDITAL 14Lt | buc | FONDITAL | 246
17886 | Vana de gaz DeDietrich MCR 24Kw | buc | DE DIETRICH | 2867.13
20526 | Vana de gaz DeDietrich WHE 2.24 | buc | DE DIETRICH | 3199.23
13496 | VANA GAZ HONEYWELL C13/C14 VK4115VE1021B | buc | MOTAN | 1767.31
16867 | VANA GAZ HONEYWELL VK4105M5090B | buc | MOTAN | 1636.93
26152 | VANA GAZ SIGMA-SIT C11/C12 TIP 845 | buc | MOTAN | 1845
25030 | VANA GAZ SIT 848 | buc | MOTAN | 1640
17621 | Vas de expansiune V 8 (CITY) | buc | DE DIETRICH | 230.69
24250 | VAS EXPANSIE C15/C22/C14-LATERAL | buc | MOTAN | 1332.5
23315 | VAS EXPANSIUNE ZILIO VCP387 7L C11/C12 | buc | MOTAN | 1148
13595 | VAS EXPANSIUNE ZILIO VRP220 C15/C22/C14 | buc | MOTAN | 1066
17019 | Ventilator centrala FONDITAL ANTEA CTFS | buc | FONDITAL | 1435
23117 | VENTILATOR FIME VGR 8710 C11-C12 | buc | MOTAN | 1230
16402 | VENTILATOR FIME VGR 9711 C15-C17 | buc | MOTAN | 1640
16869 | VENTILATOR LN2 NG40M 070 230 V 50 HZ | buc | MOTAN | 3637.73
POMPE DE CALDURA De Dietrich
16826 | Pompa de caldura aier/apa De Dietrich ROE13 MH EH123 (EXT) | buc | DE DIETRICH | 107937.42
SISTEME PARDOSEALA
22342 | Aparatoare dubla alba | buc | IVAR | 17.02
11118 | Banda elastica cu folie FV PLAST PE 8mm/10cm | м | FV PLAST | 18.66
24597 | Banda elastica perimetrala cu folie 5mm/150mm / 39211900 | m.lin. | METROTERM | 7.5
16953 | Butelie egalizare IVAR (550600) | buc | IVAR | 4817.5
20491 | Capse fixare p/u Taker 77TIA036 | buc | METROTERM | 0.6
25150 | Clema Tacker Aparat IVAR 1000buc (22022S) | buc | IVAR | 881.5
25998 | Clema Tacker Aparat IVAR 300buc | buc | IVAR | 174.25
11114 | Clema Tacker FV THERM d16-20 | buc | FV PLAST | 1.64
23796 | Clema Tacker IVAR 100 buc (22022) | buc | IVAR | 61.5
17819 | Clema Tacker IVAR 200 buc (22022N) | buc | IVAR | 218.94
16940 | Clema Tacker IVAR d16-20 (22022) | buc | IVAR | 123
25291 | Colector COMPACT 1"1/2 / СCO402 | buc | METROTERM | 5365
25421 | Colector cu butelie de egalizare CLASSIC 1"1/4 / СSCL310 | buc | METROTERM | 4480
25269 | Colector cu hidrobalansator COMPACT 1" / СSCO111 | buc | METROTERM | 2800
25270 | Colector cu hidrobalansator COMPACT 1" / СSCO210 | buc | METROTERM | 3355
25282 | Colector cu hidrobalansator COMPACT 1"1/2 / СSCO202 | buc | METROTERM | 4100
25283 | Colector cu hidrobalansator COMPACT 1"1/2 / СSCO212 | buc | METROTERM | 4255
25285 | Colector cu hidrobalansator COMPACT 1"1/2 / СSCO400 | buc | METROTERM | 5400
25274 | Colector cu hidrobalansator COMPACT 1"1/2 / СSCO402 | buc | METROTERM | 5900
25271 | Colector cu hidrobalansator COMPACT 1"1/4 / СSCO202 | buc | METROTERM | 4500
25272 | Colector cu hidrobalansator COMPACT 1"1/4 / СSCO212 | buc | METROTERM | 3600
25273 | Colector cu hidrobalansator COMPACT 1"1/4 / СSCO301 | buc | METROTERM | 4350
25280 | Colector cu hidrobalansator COMPACT Plus 1" / СSCO-020 | buc | METROTERM | 3350
23065 | Cutie distribuitor IVAR 1035*575*110 | buc | IVAR | 1435
16907 | Cutie distribuitor IVAR 110/600/350 (Z1300) | buc | IVAR | 1409.79
16908 | Cutie distribuitor IVAR 110/600/450 (Z1310) | buc | IVAR | 1448.94
16909 | Cutie distribuitor IVAR 110/600/580 (Z1320) | buc | IVAR | 1747.83
16910 | Cutie distribuitor IVAR 110/600/780 (Z1330) | buc | IVAR | 1742.91
16911 | Cutie distribuitor IVAR 110/600/930 (Z1340) | buc | IVAR | 1848.08
23061 | Cutie distribuitor IVAR 435*575*110 | buc | IVAR | 1004.5
17546 | Cutie distribuitor IVAR 435/575-665/110-170 (SPE1) | buc | IVAR | 943.62
26388 | Cutie distribuitor IVAR 535*575*110 | buc | IVAR | 963.5
17547 | Cutie distribuitor IVAR 565/575-665/110-170 (SPE2) | buc | IVAR | 1045.5
23062 | Cutie distribuitor IVAR 635*575*110 | buc | IVAR | 1148
17548 | Cutie distribuitor IVAR 715/575-665/110-170 (SPE3) | buc | IVAR | 1230
23063 | Cutie distribuitor IVAR 735*575*110 | buc | IVAR | 1435
17770 | Cutie distribuitor IVAR 795/575-665/110-170 (SPE4) | buc | IVAR | 1230
23064 | Cutie distribuitor IVAR 835*575*110 | buc | IVAR | 1353
17771 | Cutie distribuitor IVAR 965/575-665/110-170 (SPE5) | buc | IVAR | 1496.5
17106 | Cutie distribuitor PVC IVAR 35x35 (SAM135) | buc | IVAR | 686.55
17107 | Cutie distribuitor PVC IVAR 50x35 (SAM150) | buc | IVAR | 664.82
17108 | Cutie distribuitor PVC IVAR 65x35 (SAM165) | buc | IVAR | 900.77
17109 | Cutie distribuitor PVC IVAR 80x40 (SAM180) | buc | IVAR | 1179.57
25969 | Cutie distribuitor TDS 1000*600*110 | buc |  | 1305.5
25967 | Cutie distribuitor TDS 600*600*110 | buc |  | 820.6
25968 | Cutie distribuitor TDS 800*600*110 | buc |  | 932.5
20601 | Debitmetru IVAR d1/2 0-2.5 l/min (506168) | buc | IVAR | 189.63
17110 | Debitmetru IVAR d1/2 0-5 l/min (506204) | buc | IVAR | 161.54
22268 | Debitmetru IVAR EK1-4 L/MIN | buc | IVAR | 176.92
12967 | Distribuitor cu robinet RIFENG 2 cai 1x1/2 M | buc | RIFENG | 143.79
12965 | Distribuitor cu robinet RIFENG 3 cai 3/4x1/2 M | buc | RIFENG | 153.86
12966 | Distribuitor cu robinet RIFENG 4 cai 3/4x1/2 M | buc | RIFENG | 194.89
18008 | Distribuitor cu robinet TDM BRASS 2 cai 3/4x1/2 MF | buc | TDM Brass SRL | 194.75
18009 | Distribuitor cu robinet TDM BRASS 3 cai 3/4x1/2 MF | buc | TDM Brass SRL | 307.5
18011 | Distribuitor cu robinet TDM BRASS 4 cai 3/4x1/2 MF | buc | TDM Brass SRL | 410
26009 | Distribuitor cu robinet TDM BRASS 5 cai 3/4x1/2 MF | buc | TDM Brass SRL | 492
12059 | Distribuitor FE RIFENG 2 cai*G1*M | buc | RIFENG | 119.55
7004 | Distribuitor FE RIFENG 2 cai*G3/4M | buc | RIFENG | 98.66
11361 | Distribuitor FE RIFENG 3 cai*G1*M | buc | RIFENG | 176.06
7005 | Distribuitor FE RIFENG 3 cai*G3/4M | buc | RIFENG | 141.74
11362 | Distribuitor FE RIFENG 4 cai*G1*M | buc | RIFENG | 232.57
7006 | Distribuitor FE RIFENG 4 cai*G3/4M | buc | RIFENG | 187.25
12060 | Distribuitor FE RIFENG 5 cai*G1*M | buc | RIFENG | 289.26
12057 | Distribuitor FE RIFENG 5 cai*G3/4M | buc | RIFENG | 232.19
12061 | Distribuitor FE RIFENG 6 cai*G1*M | buc | RIFENG | 345.77
12058 | Distribuitor FE RIFENG 6 cai*G3/4M | buc | RIFENG | 277.33
16902 | Distribuitor IVAR cu debitmetru 1xEK 3 cai (500083MN) | buc | IVAR | 2152.5
16903 | Distribuitor IVAR cu debitmetru 1xEK 4 cai (500084MN) | buc | IVAR | 2767.5
16904 | Distribuitor IVAR cu debitmetru 1xEK 5 cai (500085MN) | buc | IVAR | 3526
16905 | Distribuitor IVAR cu debitmetru 1xEK 6 cai (500086MN) | buc | IVAR | 4100
16906 | Distribuitor IVAR cu debitmetru 1xEK 7 cai (500087MN) | buc | IVAR | 4817.5
17543 | Distribuitor IVAR cu robinet 1xEK 2 cai (506320N) | buc | IVAR | 328
17544 | Distribuitor IVAR cu robinet 1xEK 3 cai (506321N) | buc | IVAR | 461.25
17545 | Distribuitor IVAR cu robinet 1xEK 4 cai (506322N) | buc | IVAR | 594.5
23781 | Distribuitor IVAR cu robinet 3/4xEK 2 cai | buc | IVAR | 297.25
23782 | Distribuitor IVAR cu robinet 3/4xEK 3 cai | buc | IVAR | 410
23783 | Distribuitor IVAR cu robinet 3/4xEK 4 cai | buc | IVAR | 502.25
23791 | Distribuitor IVAR INOX cu debitmetru 1xEK 10 cai (503210) | buc | IVAR | 5022.5
23784 | Distribuitor IVAR INOX cu debitmetru 1xEK 3 cai (503203) | buc | IVAR | 1906.5
23785 | Distribuitor IVAR INOX cu debitmetru 1xEK 4 cai (503204) | buc | IVAR | 2316.5
23786 | Distribuitor IVAR INOX cu debitmetru 1xEK 5 cai (503205) | buc | IVAR | 2829
23787 | Distribuitor IVAR INOX cu debitmetru 1xEK 6 cai (503206) | buc | IVAR | 3177.5
23788 | Distribuitor IVAR INOX cu debitmetru 1xEK 7 cai (503207) | buc | IVAR | 3587.5
23789 | Distribuitor IVAR INOX cu debitmetru 1xEK 8 cai (503208) | buc | IVAR | 4079.5
23790 | Distribuitor IVAR INOX cu debitmetru 1xEK 9 cai (503209) | buc | IVAR | 4407.5
25147 | Distribuitor IVAR SET INOX TUR-RETUR 1xEK 4 cai (503574) | buc | IVAR | 1845
25148 | Distribuitor IVAR SET INOX TUR-RETUR 1xEK 5 cai (503575) | buc | IVAR | 2152.5
25149 | Distribuitor IVAR SET INOX TUR-RETUR 1xEK 6 cai (503576) | buc | IVAR | 2460
17256 | Distribuitor Modular IVAR Varimixi (550630) | buc | IVAR | 4117.63
20130 | Distribuitor plastic SALUS cu debitmentru 10 cai | buc | SALUS | 4118.86
20124 | Distribuitor plastic SALUS cu debitmentru 4 cai | buc | SALUS | 1954.68
20126 | Distribuitor plastic SALUS cu debitmentru 6 cai | buc | SALUS | 2620.31
20127 | Distribuitor plastic SALUS cu debitmentru 7 cai | buc | SALUS | 3492.59
20128 | Distribuitor plastic SALUS cu debitmentru 8 cai | buc | SALUS | 3364.87
20129 | Distribuitor plastic SALUS cu debitmentru 9 cai | buc | SALUS | 4409.96
25964 | Distribuitor TDS cu robinet 1x 4 cai (16x2) | buc | TDS | 456.93
25965 | Distribuitor TDS cu robinet 1x 5 cai (16x2) | buc | TDS | 568.83
25966 | Distribuitor TDS cu robinet 1x 6 cai (16x2) | buc | TDS | 680.73
24310 | Distribuitor TDS set cu debitmetru 1xEK 2 cai | buc | TDS | 1697.15
24311 | Distribuitor TDS set cu debitmetru 1xEK 3 cai | buc | TDS | 2163.4
24312 | Distribuitor TDS set cu debitmetru 1xEK 4 cai | buc | TDS | 2648.3
24313 | Distribuitor TDS set cu debitmetru 1xEK 5 cai | buc | TDS | 3077.25
24314 | Distribuitor TDS set cu debitmetru 1xEK 6 cai | buc | TDS | 3562.15
24315 | Distribuitor TDS set cu debitmetru 1xEK 7 cai | buc | TDS | 4047.05
16912 | Dop distribuitor cu Robinet Golire IVAR d1x1/2 (500256) | buc | IVAR | 235.75
13680 | Gerpex RIFENG d16x1/2 | buc | RIFENG | 15.67
7007 | Gerpex RIFENG F1-S1216*1/2A | buc | RIFENG | 20.14
7008 | Gerpex RIFENG F1-S1620*1/2A | buc | RIFENG | 29.28
7009 | Gerpex RIFENG p/u colector d16*3/4 | buc | RIFENG | 20.7
7010 | Gerpex RIFENG p/u colector d20*3/4 | buc | RIFENG | 17.16
18012 | Gerpex TDM BRASS d16x1/2 | buc | TDM Brass SRL | 29.73
25275 | Grup de amestec DU 25*270 | buc | METROTERM | 405
25294 | Hidrobalansator 1" SH-25 izolat cu suport pina la 50 kw / 1" SH-25 | buc | METROTERM | 1900
25800 | Hidrobalansator 1" SHP-100 izolat cu suport pina la 80 kw / 1" SHP-100 | buc | METROTERM | 2580
25799 | Hidrobalansator 1" SHP-80 izolat cu suport pina la 50 kw / 1" SHP-80 | buc | METROTERM | 1700
25296 | Hidrobalansator 1"1/2 SH-40 izolat cu suport pina la 138 kw / 1"1/2 SH-40 | buc | METROTERM | 3600
25295 | Hidrobalansator 1"1/4 SH-32 izolat cu suport pina la 80 kw / 1"1/4 SH-32 | buc | METROTERM | 2350
23060 | IVR Curba conductoare 16 | buc | IVAR | 20.5
25857 | Kit de siguranta 1" VALTEC (VT.460.00) | buc | METROTERM | 585
25806 | Kit de siguranta p/u vas de expansiune VALTEC (VT495.00) | buc | METROTERM | 630
25786 | Kit Udare Pic 150mp Reductor Presiune | buc | VALROM | 1189
26426 | Pistol Tacker/ 77TIA997 | buc | IVAR | 3155
24273 | Placa Nuturi IVAR 1200x800x20/25 EPS neagra (0.96 m.p.) | м2 | IVAR | 235.75
19841 | Placa Nuturi IVAR 1200x800x400 albastra | м2 | VALROM | 296.64
16939 | Placa Nuturi IVAR 1200x800x400 rosie (0.96 m.p.) PK0020ORG | м2 | IVAR | 397.09
20107 | Placa Nuturi Valrom 1000x500x39 neagra VL | buc | VALROM | 142.89
23661 | Placa Penoplex 1180x580x30 cm.(0.684m.p.) | buc | PENOPLEX | 50
23847 | Placa Penoplex 1185x585x30 cm.(0.69m.p.) / 95571 | buc | PENOPLEX | 51.92
17818 | Placa polistiren FV Therm gr.30mm | м2 | FV PLAST | 148.22
25277 | Robinet cu bila FF 1" cu termometru Italiana Valvole (ISO-T) | buc | METROTERM | 585
25276 | Robinet cu olandez FF 1"-1"1/2 cu termometru | buc | METROTERM | 605
25278 | Robinet cu olandez FF 1"-1"1/2 cu termometru Italiana Valvole (ISO-T) | buc | METROTERM | 380
23254 | Supapa izolare 1/2 FI 1/2 FE IVAR | buc | IVAR | 42.85
25805 | Suport p/u vas de expansiune reglabil 1" | buc | METROTERM | 250
SISTEME SOLARE
21873 | Carcasa pt panou solar TESY MK-SR/DR-SP08 200 Double | buc | TESY | 3280
21872 | Carcasa pt panou solar TESY MK-SR/FR-SP08 Singla | buc | TESY | 2460
25851 | Controller solar SALUS PC SOL150 (2senzori-CT6,CT6W) | buc | SALUS | 2562.5
25852 | Controller solar SALUS PC SOL200 BASIC ( 3senzori-CT6,CT6W) | buc | SALUS | 2767.5
25853 | Controller solar SALUS PC SOL200 CLASSIC ( 4senzori-control 2 pompe sau vane 3 cai)) | buc | SALUS | 3075
16862 | Cot compresiune CU d22 | buc | METROTERM | 51.8
21658 | Garnitura paronit DN 65 | buc | METROTERM | 23.04
16833 | Grup Solar DE DIETRICH 20M2 EC89 | buc | DE DIETRICH | 7874.67
16832 | Grup Solar DE DIETRICH DKP 6-8 EC156 | buc | DE DIETRICH | 5523.32
16946 | Grup Solar IVAR GP7000 (GP7000) | buc | IVAR | 7866.26
16788 | Mufa cupru T-T SKY d3/4 | buc | SKY SOLAR | 71.62
21871 | Panou solar TESY SP 08 200 CSL | buc | TESY | 9020
14669 | Pompa electr. sistema solara RESOL SBS2000 | buc | RESOL | 9095.85
16961 | Racord cu sonda IVAR AER.AUT Solar (CO105240) | buc | IVAR | 587.33
16963 | Racord imbinare panou solar IVA R DN22 (3156) | buc | IVAR | 142.89
14662 | Regulator solar RESOL DeltaSol AX | buc | RESOL | 2056.77
14664 | Regulator solar RESOL DeltaSol BS/4 V2 | buc | RESOL | 3912.63
16790 | Teu cupru T-T SKY d3/4 | buc | SKY SOLAR | 95.67
14503 | Vas de expansiune SOLARVAREM LT 40L | buc | VAREM | 1935.2
USCATOARE DE PROSOAPE
19871 | Uscator de prosop INOX Clasic 600/500 / 4820111350292 | buc | MARIO | 2225
18964 | Uscator de prosop INOX Clasic 700/400 / 4820111350308 | buc | MARIO | 2225
23679 | Uscator de prosop INOX Clasic 800/500 / 4820111350315 | buc | MARIO | 2750
18963 | Uscator de prosop INOX Clasic 900/500 4820111350056 | buc | MARIO | 3080
24121 | Uscator de prosop INOX Clasic HP-I 800x530/75 Electric (conectare stinga) | buc | MARIO | 2570
24119 | Uscator de prosop INOX Lux 1200/500 / 4820111351152 | buc | MARIO | 4075
19872 | Uscator de prosop INOX Lux 600/500 /4820111350339 | buc | MARIO | 2425
22154 | Uscator de prosop INOX Lux 700/500 | buc | MARIO | 2700
18961 | Uscator de prosop INOX Lux 800/500 / 4820111350360 | buc | MARIO | 3050
24118 | Uscator de prosop INOX Sahara 700/500/160 | buc | MARIO | 3535.54
19876 | Uscator de prosop INOX Standart 600/500 / 4820111350391 | buc | MARIO | 2500
18960 | Uscator de prosop INOX Standart 700/500 / 4820111340414 | buc | MARIO | 2865
19877 | Uscator de prosop INOX Standart 800/500 | buc | MARIO | 3262.41
23510 | Uscator de prosop INOX Tokio 1200x530/500 / 4820111352272 | buc | MARIO | 6585
23509 | Uscator de prosop INOX Tokio 800x530/500 | buc | MARIO | 4665.6
19878 | Uscator de prosop INOX Trapetia HP 1100x500 / 4820111351817 | buc | MARIO | 3125
19879 | Uscator de prosop INOX Trapetia HP 650x400 / 4820111351787 | buc | MARIO | 1900
23680 | Uscator de prosop INOX Trapetia HP 800x400 / 4820111351794 | buc | MARIO | 2160
18959 | Uscator de prosop INOX Trapetia HP 800x500 / 4820111351800 | buc | MARIO | 2450
20138 | Uscator de prosop Mario 700/400 / 4820111350131 | buc | MARIO | 2850
20139 | Uscator de prosop Mario 900/400 / 4820111350148 | buc | MARIO | 3530
11478 | Uscator drept Alb 500 x 1172 TT | buc | TERMO TEKNIK | 1435
11431 | Uscator drept Alb 500 x 764 TT | buc | TERMO TEKNIK | 1025
22230 | Uscator drept Alb ORIENT 500*1000 E-510 | buc | ORIENT | 727.35
23071 | Uscator drept Alb ORIENT 500*1100 E-511 | buc | ORIENT | 864.43
21891 | Uscator drept Alb ORIENT 500*1200 E-512 | buc | ORIENT | 857.9
21892 | Uscator drept Alb ORIENT 500*1400 E-514 | buc | ORIENT | 969.8
22231 | Uscator drept Alb ORIENT 500*1600 E-516 | buc | ORIENT | 1100.35
23398 | Uscator drept Alb ORIENT 500*1800 E-518 | buc | ORIENT | 1361.45
23069 | Uscator drept Alb ORIENT 500*700 E-507 | buc | ORIENT | 540.85
21890 | Uscator drept Alb ORIENT 500*800 E-508 | buc | ORIENT | 652.75
23070 | Uscator drept Alb ORIENT 500*900 E-509 | buc | ORIENT | 690.05
21102 | Uscator Fondital ALB AB H 1160/500 | buc | FONDITAL | 2460
21103 | Uscator Fondital ALB AB H 1490/500 | buc | FONDITAL | 3034
21101 | Uscator Fondital ALB AB H 860/500 | buc | FONDITAL | 2255
11480 | Uscator incovoiat Alb 500 x 1172 TT | buc | TERMO TEKNIK | 1640
11432 | Uscator incovoiat Alb 500 x 764 TT | buc | TERMO TEKNIK | 1168.5
22232 | Uscator incovoiat Alb ORIENT 500*1000 E-510 | buc | ORIENT | 783.3
23073 | Uscator incovoiat Alb ORIENT 500*1120 E-5112 | buc | ORIENT | 1134.11
21894 | Uscator incovoiat Alb ORIENT 500*1200 E-512 | buc | ORIENT | 913.85
21895 | Uscator incovoiat Alb ORIENT 500*1400 E-514 | buc | ORIENT | 1063.05
22233 | Uscator incovoiat Alb ORIENT 500*1600 E-516 | buc | ORIENT | 1193.6
23397 | Uscator incovoiat Alb ORIENT 500*1800 E-518 | buc | ORIENT | 1361.45
23396 | Uscator incovoiat Alb ORIENT 500*700 E-507 | buc | ORIENT | 624.78
21893 | Uscator incovoiat Alb ORIENT 500*800 E-508 | buc | ORIENT | 708.7
23072 | Uscator incovoiat Alb ORIENT 500*900 E-509 | buc | ORIENT | 746
VASE DE EXPANSIUNE INCALZIRE
26150 | Manometru FONDITAL VICTORIA (6MANOMET18) | buc | FONDITAL | 410
26510 | Manometru FONDITALANTEA (6MANOMET17) | buc | FONDITAL | 410
26416 | Vas de amortizare apa AQUASYSTEM WSA 050 1/2 PC3.5bar | buc | AQUASYSTEM | 1004.5
26424 | Vas de expansiune AQUASYSTEM AHR 24 PLUS-1 SSC/FL Orizontal 24 | buc | AQUASYSTEM | 881.5
26425 | Vas de expansiune AQUASYSTEM AHR 50 PLUS-1 SSC/FL Orizontal 50 | buc | AQUASYSTEM | 2255
24704 | Vas de expansiune AQUASYSTEM AR 12 Vertical 12-3/4" | buc | AQUASYSTEM | 584.25
24705 | Vas de expansiune AQUASYSTEM AR 18 Vertical 18-3/4" | buc | AQUASYSTEM | 656
24706 | Vas de expansiune AQUASYSTEM AR 2 Vertical 2-1/2" | buc | AQUASYSTEM | 410
24707 | Vas de expansiune AQUASYSTEM AR 24 Vertical 24 | buc | AQUASYSTEM | 738
24708 | Vas de expansiune AQUASYSTEM AR 8 Vertical 8-3/4 | buc | AQUASYSTEM | 512.5
25747 | Vas de expansiune AQUASYSTEM AR12 PLUS MULTIFUNCT 3/4 ALB | buc | AQUASYSTEM | 615
25748 | Vas de expansiune AQUASYSTEM AR18 PLUS MULTIFUNCT 3/4 ALB | buc | AQUASYSTEM | 676.5
25749 | Vas de expansiune AQUASYSTEM AR24 PLUS MULTIFUNCT 3/4 ALB | buc | AQUASYSTEM | 717.5
25746 | Vas de expansiune AQUASYSTEM AR5 PLUS MULTIFUNCT 3/4 ALB | buc | AQUASYSTEM | 568.88
25745 | Vas de expansiune AQUASYSTEM AR8 PLUS MULTIFUNCT 3/4 ALB | buc | AQUASYSTEM | 574
26423 | Vas de expansiune AQUASYSTEM AVR 50 PLUS-1 SSC/FL Vertical 50 | buc | AQUASYSTEM | 2009
24697 | Vas de expansiune AQUASYSTEM AVR 60 Vertical 60 | buc | AQUASYSTEM | 2029.5
24724 | Vas de expansiune AQUASYSTEM AVR100 Vertical 100l | buc | AQUASYSTEM | 3587.5
24725 | Vas de expansiune AQUASYSTEM AVR200 Vertical 200l | buc | AQUASYSTEM | 5535
24726 | Vas de expansiune AQUASYSTEM AVR300 Vertical 300l | buc | AQUASYSTEM | 6355
24727 | Vas de expansiune AQUASYSTEM AVR80 Vertical 80l | buc | AQUASYSTEM | 2767.5
26422 | Vas de expansiune AQUASYSTEM AVX 50 INOX Vertical 50-1" | buc | AQUASYSTEM | 6662.5
26412 | Vas de expansiune AQUASYSTEM AVZ 50 ZINCAT Vertical 50-1" | buc | AQUASYSTEM | 2972.5
26413 | Vas de expansiune AQUASYSTEM AVZ 80 ZINCAT Vertical 80-1" | buc | AQUASYSTEM | 3997.5
26414 | Vas de expansiune AQUASYSTEM AX 18 INOX Vertical 18-3/4" | buc | AQUASYSTEM | 3587.5
26415 | Vas de expansiune AQUASYSTEM AX 24 INOX Vertical 24-3/4" | buc | AQUASYSTEM | 3997.5
25750 | Vas de expansiune AQUASYSTEM VAO 18 Orizontal 18-1" | buc | AQUASYSTEM | 717.5
24715 | Vas de expansiune AQUASYSTEM VAO 24 Orizontal 24-1" | buc | AQUASYSTEM | 861
25751 | Vas de expansiune AQUASYSTEM VAO 35 Orizontal 35-1" | buc | AQUASYSTEM | 1353
25752 | Vas de expansiune AQUASYSTEM VAO 50 Orizontal 50-1" | buc | AQUASYSTEM | 1845
26417 | Vas de expansiune AQUASYSTEM VAO 80 Orizontal 80-1" | buc | AQUASYSTEM | 2767.5
24698 | Vas de expansiune AQUASYSTEM VAV 80 Vertical 80-1" | buc | AQUASYSTEM | 3034
24695 | Vas de expansiune AQUASYSTEM VAV100 Vertical 100-1" | buc | AQUASYSTEM | 3669.5
24696 | Vas de expansiune AQUASYSTEM VAV200 Vertical 200-11/4" | buc | AQUASYSTEM | 5740
25742 | Vas de expansiune AQUASYSTEM VB 18 Vertical 18-3/4" 16BAR | buc | AQUASYSTEM | 1332.5
25743 | Vas de expansiune AQUASYSTEM VB 24 Vertical 24-3/4" 16BAR | buc | AQUASYSTEM | 1373.5
25744 | Vas de expansiune AQUASYSTEM VB 8 Vertical 8-3/4" 16BAR | buc | AQUASYSTEM | 1004.5
26419 | Vas de expansiune AQUASYSTEM VBV 100 Vertical 100-1" 16BAR | buc | AQUASYSTEM | 6129.5
26418 | Vas de expansiune AQUASYSTEM VBV 50 Vertical 50-1" 16BAR | buc | AQUASYSTEM | 3587.5
24709 | Vas de expansiune AQUASYSTEM VCP325-10l 3/4x28 | buc | AQUASYSTEM | 524.8
24710 | Vas de expansiune AQUASYSTEM VCP325-12l 3/4x28 | buc | AQUASYSTEM | 604.75
24711 | Vas de expansiune AQUASYSTEM VCP325-6l 3/4x28 | buc | AQUASYSTEM | 502.25
24712 | Vas de expansiune AQUASYSTEM VCP325-8l 3/4x28 | buc | AQUASYSTEM | 543.25
25734 | Vas de expansiune AQUASYSTEM VCP387-6l 3/8x28 | buc | AQUASYSTEM | 635.5
25735 | Vas de expansiune AQUASYSTEM VCP387-8l 3/8x28 | buc | AQUASYSTEM | 676.5
24713 | Vas de expansiune AQUASYSTEM VCP392-6l 3/8x28 | buc | AQUASYSTEM | 553.5
25736 | Vas de expansiune AQUASYSTEM VCP392-8l 3/8x28 H75x5 | buc | AQUASYSTEM | 717.5
24699 | Vas de expansiune AQUASYSTEM VR 12 Vertical 12-3/4" | buc | AQUASYSTEM | 533
24700 | Vas de expansiune AQUASYSTEM VR 18 Vertical 18-3/4" | buc | AQUASYSTEM | 574
24701 | Vas de expansiune AQUASYSTEM VR 24 Vertical 24-3/4" | buc | AQUASYSTEM | 656
24702 | Vas de expansiune AQUASYSTEM VR 5 Vertical 5-3/4" | buc | AQUASYSTEM | 430.5
24703 | Vas de expansiune AQUASYSTEM VR 8 Vertical 8-3/4" | buc | AQUASYSTEM | 451
25737 | Vas de expansiune AQUASYSTEM VRP204-6l 3/8x28 H70x6 | buc | AQUASYSTEM | 594.5
24714 | Vas de expansiune AQUASYSTEM VRP204-8l 3/8x28 H95x5 | buc | AQUASYSTEM | 676.5
24728 | Vas de expansiune AQUASYSTEM VRP220-7l 3/8x28 H72x6 | buc | AQUASYSTEM | 574
24716 | Vas de expansiune AQUASYSTEM VRV 100-1" | buc | AQUASYSTEM | 2460
24717 | Vas de expansiune AQUASYSTEM VRV 150-1" | buc | AQUASYSTEM | 3403
24718 | Vas de expansiune AQUASYSTEM VRV 200-1" | buc | AQUASYSTEM | 4510
24719 | Vas de expansiune AQUASYSTEM VRV 300-1" | buc | AQUASYSTEM | 6047.5
24720 | Vas de expansiune AQUASYSTEM VRV 35-3/4" | buc | AQUASYSTEM | 1004.5
24721 | Vas de expansiune AQUASYSTEM VRV 50-3/4" | buc | AQUASYSTEM | 1209.5
24722 | Vas de expansiune AQUASYSTEM VRV 60-1" | buc | AQUASYSTEM | 1640
24723 | Vas de expansiune AQUASYSTEM VRV 80-1" | buc | AQUASYSTEM | 1947.5
25738 | Vas de expansiune AQUASYSTEM VS12 12-3/4" SOLAR ALB | buc | AQUASYSTEM | 615
25740 | Vas de expansiune AQUASYSTEM VS18 18-3/4" SOLAR ALB | buc | AQUASYSTEM | 697
25739 | Vas de expansiune AQUASYSTEM VS8 8-3/4" SOLAR | buc | AQUASYSTEM | 512.5
25741 | Vas de expansiune AQUASYSTEM VSV50 50-3/4" SOLAR | buc | AQUASYSTEM | 1640
11931 | Vas de expansiune EXTRAVAREM 18 L | buc | VAREM | 693.93
11932 | Vas de expansiune EXTRAVAREM 25 L | buc | VAREM | 787.82
11933 | Vas de expansiune EXTRAVAREM 40 L | buc | VAREM | 1426.8
12030 | Vas de expansiune EXTRAVAREM 5 L | buc | VAREM | 444.03
11929 | Vas de expansiune EXTRAVAREM 8 L | buc | VAREM | 486.06
12099 | Vas de expansiune EXTRAVAREM LC (ATS) 12 L | buc | VAREM | 677.12
12100 | Vas de expansiune EXTRAVAREM LC (ATS) 18 L | buc | VAREM | 763.63
12102 | Vas de expansiune EXTRAVAREM LC (ATS) 24 L | buc | VAREM | 794.38
12097 | Vas de expansiune EXTRAVAREM LC (ATS) 5 L | buc | VAREM | 550.02
12098 | Vas de expansiune EXTRAVAREM LC (ATS) 8 L | buc | VAREM | 591.63
11948 | Vas de expansiune FLATVAREM 10 L | buc | VAREM | 649.44
11949 | Vas de expansiune FLATVAREM 12 L | buc | VAREM | 685.73
12031 | Vas de expansiune FLATVAREM 6 L | buc | VAREM | 574
11947 | Vas de expansiune FLATVAREM 8 L | buc | VAREM | 626.89
17185 | Vas de expansiune FLATVAREM L 6L D392 3/8 | buc | VAREM | 835.17
14500 | Vas de expansiune FLATVAREM LT 8L 3/8 | buc | VAREM | 831.28
12488 | Vas de expansiune IDROVAREM 19 L | buc | VAREM | 804.63
19819 | Vas de expansiune INTERVAREM 24 L | buc | VAREM | 788.84
11942 | Vas de expansiune MAXIVAREM 200 L | buc | VAREM | 6867.91
11943 | Vas de expansiune MAXIVAREM 250 L | buc | VAREM | 7104.07
14499 | Vas de expansiune MAXIVAREM 35 L | buc | VAREM | 1360.59
14375 | Vas de expansiune MAXIVAREM 50 L | buc | VAREM | 2049.39
11938 | Vas de expansiune MAXIVAREM 60 L | buc | VAREM | 1886
11946 | Vas de expansiune MAXIVAREM 700 L | buc | VAREM | 19624.86
14174 | Vas de expansiune MAXIVAREM LC CE 400L R 6/4" | buc | VAREM | 15163.44
25893 | Vas expansie FONDITAL ANTEA/MINORCA 7L (6VASOESP23) | buc | FONDITAL | 1349.52
26148 | Vas expansie FONDITAL TAHITI DUAL 8L (6VASOESP10) | buc | FONDITAL | 1742.5
26149 | Vas expansie FONDITAL VICTORIA 6L (6VASOESP20) | buc | FONDITAL | 1332.5
02. HIDRO
ACCESORII HIDRO
11357 | Accesorii p/u fitinguri press d16 | buc | RIFENG | 1
17146 | Accesorii p/u fitinguri press d16 (IVR502120) | buc | IVAR | 13.94
11358 | Accesorii p/u fitinguri press d20 | buc | RIFENG | 1
17147 | Accesorii p/u fitinguri press d20 (IVR502122) | buc | IVAR | 18.66
11359 | Accesorii p/u fitinguri press d25 | buc | RIFENG | 1
11360 | Accesorii p/u fitinguri press d32 | buc | RIFENG | 4.29
25124 | Adaptor FE 1/2" / 2145 | buc | METROTERM | 4
20644 | Adaptor pentru furtun 1/2xd10 TDM | buc | TDM Brass SRL | 16.81
20645 | Adaptor pentru furtun 1/2xd12 TDM | buc | TDM Brass SRL | 16.81
20646 | Adaptor pentru furtun 1/2xd14 TDM | buc | TDM Brass SRL | 17.02
20647 | Adaptor pentru furtun 1/2xd16 TDM | buc | TDM Brass SRL | 17.63
20648 | Adaptor pentru furtun 1/2xd18 TDM | buc | TDM Brass SRL | 18.45
24302 | Brida fixare TDS cu diblu si garnitura antizgomot d1" 31mm | buc | TDS | 8.58
24300 | Brida fixare TDS cu diblu si garnitura antizgomot d1/2" 20mm | buc | TDS | 6.15
24304 | Brida fixare TDS cu diblu si garnitura antizgomot d11/2" 47mm | buc | TDS | 10.07
24303 | Brida fixare TDS cu diblu si garnitura antizgomot d11/4" 38mm | buc | TDS | 9.88
24306 | Brida fixare TDS cu diblu si garnitura antizgomot d2"1/2" 72mm | buc | TDS | 18.09
24305 | Brida fixare TDS cu diblu si garnitura antizgomot d2"55mm | buc | TDS | 11.19
24307 | Brida fixare TDS cu diblu si garnitura antizgomot d3" 81mm | buc | TDS | 20.89
24301 | Brida fixare TDS cu diblu si garnitura antizgomot d3/4" 25mm | buc | TDS | 7.65
24308 | Brida fixare TDS cu diblu si garnitura antizgomot d4" 108mm | buc | TDS | 27.23
25572 | Cinepa ARP 62gr. / 570 | buc | METROTERM | 13
16588 | Cinepa instalatii 62gr | buc | METROTERM | 13
25020 | Cinepa Unigarn 100gr / 69000134 | buc | METROTERM | 33.5
25528 | Cinepa Unigarn 200gr / 69000135 | buc | METROTERM | 67
24810 | Cinepa Unigarn 25gr / 69000031 | buc | METROTERM | 15
23425 | Controller de presiune ELECTROVAREM 230V 10 bar | buc | VAREM | 2940.32
24316 | Debitmetru TDS 5l | buc | TDS | 101.83
12825 | Filtru curatare fina WF-01A V=1L LEO | buc | LEO PUMPS | 107.05
12826 | Filtru curatare fina WF-02A V=2L LEO | buc | LEO PUMPS | 130.74
25162 | Furtun de gradina Economic 3/4 20m Cellfast / 34805 | buc | METROTERM | 300.01
25159 | Furtun de gradina Economic 5/8 20m Cellfast / 34810 | buc | METROTERM | 210
12822 | Furtun flexibil LEO FH L-100cm | buc | LEO PUMPS | 67.89
20362 | Kit fixare vas de expansiune 2-40Lt 40TIA004 | buc | METROTERM | 177.56
24729 | Kit fixare vas de expansiune AQUASYSTEM 60-380mm | buc | AQUASYSTEM | 194.75
12489 | Manometr D.50 0-10bar | buc | VAREM | 164.62
24733 | Membrana p/u vas de expansiune AQUASYSTEM 24 Gr | buc | AQUASYSTEM | 246
24732 | Membrana p/u vas de expansiune AQUASYSTEM 24 Su | buc | AQUASYSTEM | 246
24734 | Membrana p/u vas de expansiune AQUASYSTEM 60 | buc | AQUASYSTEM | 779
13940 | Membrana p/u vas de expansiune EPDM 19-24L | buc | VAREM | 265.89
14176 | Membrana p/u vas de expansiune INOX 20-25-40-50L | buc | VAREM | 455.72
13942 | Membrana p/u vas de expansiune LS 12L | buc | VAREM | 200.7
13941 | Membrana p/u vas de expansiune LS 5-8L | buc | VAREM | 217.3
17524 | Membrana p/u vas de expansiune LS 50-60 L | buc | VAREM | 829.64
25119 | Niplu p/u furtun 8145A/ 2140 | buc | METROTERM | 5.5
11334 | Pana de destantare 10 mm | buc | FV PLAST | 4.51
11335 | Pana de destantare 12 mm | buc | FV PLAST | 5.33
11332 | Pana de destantare 6mm | buc | FV PLAST | 3.08
11333 | Pana de destantare 8mm | buc | FV PLAST | 3.49
24299 | Pasta pentru chinepa TDS 225gr. | buc | TDS | 111.9
23323 | Pinza teflon 12*10m / 1093 | buc | METROTERM | 4
23322 | Pinza teflon 19*15m / 1094 | buc | METROTERM | 9
19172 | Pinza teflon Jumbotape Prof. / VTA0714 | buc | METROTERM | 73
19171 | Pinza teflon Maxitape 12mx12m / VTA0713 | buc | METROTERM | 23
24735 | Presostat AQUASYSTEM PM5 Mono 1-5bar | buc | AQUASYSTEM | 287
12490 | Pressostat Mod. V/PM5 | buc | VAREM | 357.11
12819 | Racord 3 cai LEO d1" | buc | LEO PUMPS | 53.15
12820 | Racord 5 cai LEO 1" | buc | LEO PUMPS | 71.62
13890 | Racord 5 cai VAREM 1" H.82 | buc | VAREM | 138.99
21000 | Supapa de sens d1/2 #84818081HD | buc | METROTERM | 26.01
11484 | Suport p/u cot cu fix. la dist.100-150mm | buc | FV PLAST | 12.71
BENZI AVERTIZARE
23751 | Banda avertizare apa (500m) | m | WINTER COM | 1.23
14291 | Banda avertizare APA 10 cmx0.04mm | m | VALROM | 2.05
CONTOR DE APA
17643 | Contor apa calda CD SD DN15 Qn 1.5 m3 | buc | METROTERM | 480
17644 | Contor apa rece CD TRP 15 Qn 1.5 m3 | buc | METROTERM | 465
22433 | Contor apa rece DS DN15 SRP R160 | buc | METROTERM | 432
22184 | Contor apa rece DS DN32 R100 Qn5 m3 | buc | METROTERM | 30240
17665 | Contor apa rece DS TRP DN25 R100 Qn3.5m3 | buc | METROTERM | 2180.85
20113 | Contor apa rece DS-05 DN15 R160 | buc | METROTERM | 416.01
17244 | Contor apa rece Sensus 820 015L110G/34Q1.5C E | buc | METROTERM | 356.51
FITINGURI COMPRESIUNE PEXAL
22477 | Cot cu fixare KALDE d16x1/2F | buc | Kalde | 83.37
17995 | Cot cu fixare TDM d16x1/2F | buc | TDM Brass SRL | 61.09
17996 | Cot cu fixare TDM d20x1/2F | buc | TDM Brass SRL | 89.59
20083 | Cot dublu cu fixare TDM d16x1/2F | buc | TDM Brass SRL | 164
26017 | Cot FE TDM d16x1/2M | buc | TDM Brass SRL | 48.18
26018 | Cot FE TDM d20x1/2M | buc | TDM Brass SRL | 66.63
26015 | Cot FI TDM d16x1/2F | buc | TDM Brass SRL | 51.25
26016 | Cot FI TDM d20x3/4F | buc | TDM Brass SRL | 76.88
22491 | Cot T-T KALDE d16 | buc | Kalde | 82.81
22492 | Cot T-T KALDE d20 | buc | Kalde | 111.34
17993 | Cot T-T TDM d16 | buc | TDM Brass SRL | 68.68
17994 | Cot T-T TDM d20 | buc | TDM Brass SRL | 97.99
20643 | Cot T-T TDM d32 | buc | TDM Brass SRL | 256.46
20077 | Cruce TDM d16 | buc | TDM Brass SRL | 173.23
16899 | IVR Conector PEX 16/2 (500680) | buc | IVAR | 53.71
16900 | IVR Conector PEXAL 16/2 (500684) | buc | IVAR | 53.3
16901 | IVR Conector PEXAL 20/2 (500914) | buc | IVAR | 66.63
22506 | Mufa FE KALDE d16x1/2M | buc | Kalde | 41.03
22507 | Mufa FE KALDE d20x1/2M | buc | Kalde | 59.68
22508 | Mufa FE KALDE d20x3/4M | buc | Kalde | 59.68
17978 | Mufa FE TDM d16x1/2M | buc | TDM Brass SRL | 34.85
20074 | Mufa FE TDM d16x3/4M | buc | TDM Brass SRL | 42.64
17979 | Mufa FE TDM d20x1/2M | buc | TDM Brass SRL | 58.43
17980 | Mufa FE TDM d20x3/4M | buc | TDM Brass SRL | 58.43
22848 | Mufa FI KALDE d16x1/2F | buc | Kalde | 42.9
23144 | Mufa FI KALDE d20x1/2F | buc | Kalde | 55.95
23145 | Mufa FI KALDE d20x3/4F | buc | Kalde | 67.14
17981 | Mufa FI TDM d16x1/2F | buc | TDM Brass SRL | 37.93
20075 | Mufa FI TDM d16x3/4F | buc | TDM Brass SRL | 48.79
20076 | Mufa FI TDM d20x1/2F | buc | TDM Brass SRL | 61.5
17982 | Mufa FI TDM d20x3/4F | buc | TDM Brass SRL | 56.17
22527 | Mufa reducere KALDE d16x20 | buc | Kalde | 79.26
22528 | Mufa T-T KALDE d16 | buc | Kalde | 65.28
22529 | Mufa T-T KALDE d20 | buc | Kalde | 102.58
17983 | Mufa T-T TDM d16 | buc | TDM Brass SRL | 60.48
17984 | Mufa T-T TDM d20 | buc | TDM Brass SRL | 99.43
17991 | Teu FE TDM d16x1/2M | buc | TDM Brass SRL | 77.29
17992 | Teu FE TDM d20x1/2M | buc | TDM Brass SRL | 118.9
17989 | Teu FI TDM d16x1/2F | buc | TDM Brass SRL | 78.93
17990 | Teu FI TDM d20x1/2F | buc | TDM Brass SRL | 123
4072 | Teu reducere Rifeng d16/16/20 brass | buc | RIFENG | 19.58
11865 | Teu reducere Rifeng d16/16/20 nikel | buc | RIFENG | 44.57
11160 | Teu reducere Rifeng d16/20/16 brass | buc | RIFENG | 20.52
11866 | Teu reducere Rifeng d16/20/16 nikel | buc | RIFENG | 43.08
11161 | Teu reducere Rifeng d16/25/16 brass | buc | RIFENG | 20.52
12545 | Teu reducere Rifeng d16/25/16 nikel | buc | RIFENG | 61.92
11864 | Teu reducere Rifeng d20/16/20 nikel | buc | RIFENG | 53.34
4073 | Teu reducere Rifeng d20/20/16 brass | buc | RIFENG | 24.25
12549 | Teu reducere Rifeng d20/20/16 nikel | buc | RIFENG | 54.27
11162 | Teu reducere Rifeng d20/25/20 brass | buc | RIFENG | 18.65
12847 | Teu reducere Rifeng d20/25/20 nikel | buc | RIFENG | 59.12
4042 | Teu reducere Rifeng d25/16/25 brass | buc | RIFENG | 23.13
12403 | Teu reducere Rifeng d25/16/25 nikel | buc | RIFENG | 71.43
4043 | Teu reducere Rifeng d25/20/25 brass | buc | RIFENG | 33.94
12404 | Teu reducere Rifeng d25/20/25 nikel | buc | RIFENG | 77.4
12546 | Teu reducere Rifeng d25/25/20 nikel | buc | RIFENG | 45.88
12547 | Teu reducere Rifeng d25/32/25 nikel | buc | RIFENG | 55.39
12851 | Teu reducere Rifeng d32/20/32 nikel | buc | RIFENG | 82.81
11163 | Teu reducere Rifeng d32/25/25 brass | buc | RIFENG | 35.44
4074 | Teu reducere Rifeng d32/25/32 brass | buc | RIFENG | 34.88
12548 | Teu reducere Rifeng d32/25/32 nikel | buc | RIFENG | 114.14
23147 | Teu redus KALDE d20*16*20 | buc | Kalde | 128.87
17987 | Teu redus TDM d16x16x20 | buc | TDM Brass SRL | 126.49
17988 | Teu redus TDM d20x16x20 | buc | TDM Brass SRL | 153.75
22587 | Teu T-T-T KALDE d16 | buc | Kalde | 111.9
23146 | Teu T-T-T KALDE d20 | buc | Kalde | 139.88
11863 | Teu T-T-T Rifeng d20 nikel | buc | RIFENG | 58.19
4037 | Teu T-T-T Rifeng d25 brass | buc | RIFENG | 27.42
12844 | Teu T-T-T Rifeng d25 nikel | buc | RIFENG | 85.42
4038 | Teu T-T-T Rifeng d32 brass | buc | RIFENG | 45.1
12845 | Teu T-T-T Rifeng d32 nikel | buc | RIFENG | 127.57
17985 | Teu T-T-T TDM d16 | buc | TDM Brass SRL | 94.3
17986 | Teu T-T-T TDM d20 | buc | TDM Brass SRL | 153.55
FITINGURI CU MANSON ALUNECATOR
25514 | Calibrator Fittigsestandar d12-25 | buc | FITTIGSESTANDAR | 1537.5
25498 | Cot cu fix Fittigsestandar d16x1/2 | buc | FITTIGSESTANDAR | 65.6
25499 | Cot cu fix Fittigsestandar d20x1/2 | buc | FITTIGSESTANDAR | 68.68
25491 | Cot egal Fittigsestandar d16 | buc | FITTIGSESTANDAR | 58.43
25492 | Cot egal Fittigsestandar d20 | buc | FITTIGSESTANDAR | 61.5
25496 | Cot FE Fittigsestandar d16x1/2 | buc | FITTIGSESTANDAR | 71.75
25497 | Cot FE Fittigsestandar d20x1/2 | buc | FITTIGSESTANDAR | 75.85
25500 | Cot FI cu olandez Fittigsestandar d16x1/2 | buc | FITTIGSESTANDAR | 135.3
25501 | Cot FI cu olandez Fittigsestandar d16x3/4 | buc | FITTIGSESTANDAR | 220.38
25503 | Cot FI cu olandez Fittigsestandar d20x1/2 | buc | FITTIGSESTANDAR | 146.58
25504 | Cot FI cu olandez Fittigsestandar d20x3/4 | buc | FITTIGSESTANDAR | 192.7
25493 | Cot FI Fittigsestandar d16x1/2 | buc | FITTIGSESTANDAR | 51.25
25494 | Cot FI Fittigsestandar d20x1/2 | buc | FITTIGSESTANDAR | 56.38
25495 | Cot FI Fittigsestandar d20x3/4 | buc | FITTIGSESTANDAR | 136.33
25489 | Inel stringere Fittigsestandar d16 | buc | FITTIGSESTANDAR | 14.35
25490 | Inel stringere Fittigsestandar d20 | buc | FITTIGSESTANDAR | 19.48
25481 | Mufa FE Fittigsestandar d16x1/2 | buc | FITTIGSESTANDAR | 35.88
25482 | Mufa FE Fittigsestandar d16x3/4 | buc | FITTIGSESTANDAR | 61.5
25483 | Mufa FE Fittigsestandar d20x1/2 | buc | FITTIGSESTANDAR | 38.95
25484 | Mufa FE Fittigsestandar d20x3/4 | buc | FITTIGSESTANDAR | 58.43
25478 | Mufa FI Fittigsestandar d16x1/2 | buc | FITTIGSESTANDAR | 41
25479 | Mufa FI Fittigsestandar d20x1/2 | buc | FITTIGSESTANDAR | 45.1
25480 | Mufa FI Fittigsestandar d20x3/4 | buc | FITTIGSESTANDAR | 61.5
25485 | Mufa Fittigsestandar d16 | buc | FITTIGSESTANDAR | 39.98
25486 | Mufa Fittigsestandar d20 | buc | FITTIGSESTANDAR | 50.23
25487 | Mufa reducere Fittigsestandar d20-16 | buc | FITTIGSESTANDAR | 61.5
25488 | Mufa reducere Fittigsestandar d25-20 | buc | FITTIGSESTANDAR | 96.35
25513 | Set aparat stringere Fittigsestandar d12-25 | buc | FITTIGSESTANDAR | 3485
25505 | Teu egal Fittigsestandar d16-16-16 | buc | FITTIGSESTANDAR | 76.88
25506 | Teu egal Fittigsestandar d20-20-20 | buc | FITTIGSESTANDAR | 88.15
25511 | Teu FI Fittigsestandar d16x1/2 | buc | FITTIGSESTANDAR | 91.23
25512 | Teu FI Fittigsestandar d20x1/2 | buc | FITTIGSESTANDAR | 100.45
25508 | Teu redus Fittigsestandar d16-20-16 | buc | FITTIGSESTANDAR | 115.83
25509 | Teu redus Fittigsestandar d20-16-16 | buc | FITTIGSESTANDAR | 108.65
25507 | Teu redus Fittigsestandar d20-16-20 | buc | FITTIGSESTANDAR | 108.65
25510 | Teu redus Fittigsestandar d20-20-16 | buc | FITTIGSESTANDAR | 108.65
FITINGURI CUPRU P/U SUDURA
23724 | Aliaj sudura Cupru 250 g UNITIN 3mm LUT MIEKKI/ 69514280 | buc | METROTERM | 450
22712 | IBP Cot cu fix.CuxF 15x1/2F | buc | IBP GROUP | 46.74
22713 | IBP Cot Cu piulita metal 15-1/2F | buc | IBP GROUP | 50.23
22714 | IBP Cot Cu piulita metal 18-3/4F | buc | IBP GROUP | 61.91
22715 | IBP Cot Cu piulita metal 22-3/4F | buc | IBP GROUP | 78.93
22716 | IBP Cot CuxCu la 45° 15 | buc | IBP GROUP | 8.2
22717 | IBP Cot CuxCu la 45° 18 | buc | IBP GROUP | 19.07
22718 | IBP Cot CuxCu la 45° 22 | buc | IBP GROUP | 24.6
22719 | IBP Cot CuxCu la 45° 28 | buc | IBP GROUP | 42.64
22720 | IBP Cot CuxCu la 45° 35 | buc | IBP GROUP | 143.5
22721 | IBP Cot CuxCu la 90° 15 | buc | IBP GROUP | 7.18
22722 | IBP Cot CuxCu la 90° 18 | buc | IBP GROUP | 10.25
22723 | IBP Cot CuxCu la 90° 22 | buc | IBP GROUP | 17.63
22724 | IBP Cot CuxCu la 90° 28 | buc | IBP GROUP | 31.78
22725 | IBP Cot CuxCu la 90° 35 | buc | IBP GROUP | 126.08
22726 | IBP Cot CuxF la 90° 15x1/2F | buc | IBP GROUP | 39.36
22727 | IBP Cot CuxF la 90° 18x1/2F | buc | IBP GROUP | 46.54
22728 | IBP Cot CuxF la 90° 18x3/4F | buc | IBP GROUP | 96.76
22729 | IBP Cot CuxF la 90° 22x1F | buc | IBP GROUP | 176.92
22730 | IBP Cot CuxF la 90° 22x3/4F | buc | IBP GROUP | 86.51
22731 | IBP Cot CuxFtg la 45° 15 | buc | IBP GROUP | 7.18
22732 | IBP Cot CuxFtg la 45° 18 | buc | IBP GROUP | 23.99
22733 | IBP Cot CuxFtg la 45° 22 | buc | IBP GROUP | 22.55
22734 | IBP Cot CuxFtg la 45° 28 | buc | IBP GROUP | 41
22735 | IBP Cot CuxFtg la 45° 35 | buc | IBP GROUP | 158.88
22736 | IBP Cot CuxFtg la 90° 15 | buc | IBP GROUP | 9.02
22737 | IBP Cot CuxFtg la 90° 18 | buc | IBP GROUP | 14.15
22738 | IBP Cot CuxFtg la 90° 22 | buc | IBP GROUP | 30.14
22739 | IBP Cot CuxFtg la 90° 28 | buc | IBP GROUP | 48.38
22740 | IBP Cot CuxFtg la 90° 35 | buc | IBP GROUP | 185.53
22741 | IBP Cot CuxM la 90° 15x1/2M | buc | IBP GROUP | 41
22742 | IBP Cot CuxM la 90° 18x1/2M | buc | IBP GROUP | 73.39
22743 | IBP Cot CuxM la 90° 18x3/4M | buc | IBP GROUP | 150.06
22746 | IBP Dop Cu 15 | buc | IBP GROUP | 12.71
22747 | IBP Dop Cu 18 | buc | IBP GROUP | 15.99
22748 | IBP Dop Cu 22 | buc | IBP GROUP | 26.65
22749 | IBP Dop Cu 28 | buc | IBP GROUP | 47.56
22750 | IBP Dop Cu 35 | buc | IBP GROUP | 129.15
22751 | IBP Mufa Cu piulita meta 15x1/2F | buc | IBP GROUP | 59.66
22752 | IBP Mufa Cu piulita meta 18x3/4F | buc | IBP GROUP | 51.25
22753 | IBP Mufa Cu piulita meta 22x1F | buc | IBP GROUP | 99.43
22754 | IBP Mufa Cu piulita meta 22x3/4F | buc | IBP GROUP | 53.3
22755 | IBP Mufa Cu piulita meta 28x1F | buc | IBP GROUP | 105.58
22756 | IBP Mufa CuxCu 15 | buc | IBP GROUP | 4.51
22757 | IBP Mufa CuxCu 18 | buc | IBP GROUP | 5.74
22758 | IBP Mufa CuxCu 22 | buc | IBP GROUP | 10.66
22759 | IBP Mufa CuxCu 28 | buc | IBP GROUP | 20.09
22760 | IBP Mufa CuxCu 35 | buc | IBP GROUP | 50.84
22761 | IBP Mufa CuxF 15x1/2F | buc | IBP GROUP | 22.96
22762 | IBP Mufa CuxF 15x3/4F | buc | IBP GROUP | 63.35
22763 | IBP Mufa CuxF 18x1/2F | buc | IBP GROUP | 33.42
22764 | IBP Mufa CuxF 18x3/4F | buc | IBP GROUP | 55.35
22766 | IBP Mufa CuxF 22x1/2F | buc | IBP GROUP | 49.41
22767 | IBP Mufa CuxF 22x3/4F | buc | IBP GROUP | 49
22768 | IBP Mufa CuxF 28x1F | buc | IBP GROUP | 73.6
22769 | IBP Mufa CuxF 28x3/4F | buc | IBP GROUP | 93.89
22771 | IBP Mufa CuxF 35x11/4F | buc | IBP GROUP | 143.3
22770 | IBP Mufa CuxF 35x1F | buc | IBP GROUP | 156.83
22772 | IBP Mufa CuxM 15x1/2M | buc | IBP GROUP | 19.07
22773 | IBP Mufa CuxM 18x1/2M | buc | IBP GROUP | 20.5
22774 | IBP Mufa CuxM 18x3/4M | buc | IBP GROUP | 28.7
22776 | IBP Mufa CuxM 22x1/2M | buc | IBP GROUP | 45.1
22775 | IBP Mufa CuxM 22x1M | buc | IBP GROUP | 43.05
22777 | IBP Mufa CuxM 22x3/4M | buc | IBP GROUP | 32.19
22778 | IBP Mufa CuxM 28x1M | buc | IBP GROUP | 52.89
22779 | IBP Mufa CuxM 28x3/4M | buc | IBP GROUP | 78.11
22780 | IBP Mufa CuxM 35x1M | buc | IBP GROUP | 112.75
22782 | IBP Olandez CuxCu 15 | buc | IBP GROUP | 111.73
22783 | IBP Olandez CuxCu 18 | buc | IBP GROUP | 183.27
22784 | IBP Olandez CuxCu 22 | buc | IBP GROUP | 176.92
22785 | IBP Olandez CuxF 15x1/2F | buc | IBP GROUP | 108.65
22786 | IBP Olandez CuxF 18x3/4F | buc | IBP GROUP | 186.96
22787 | IBP Olandez CuxF 22x1F | buc | IBP GROUP | 213.2
22788 | IBP Olandez CuxF 28x1F | buc | IBP GROUP | 246
22789 | IBP Olandez CuxM 15x1/2M | buc | IBP GROUP | 104.55
22790 | IBP Olandez CuxM 18x3/4M | buc | IBP GROUP | 161.54
22791 | IBP Olandez CuxM 22x1M | buc | IBP GROUP | 275.93
22792 | IBP Olandez CuxM 28x1M | buc | IBP GROUP | 227.14
22793 | IBP Reducere CuxCu 18-15 | buc | IBP GROUP | 11.69
22794 | IBP Reducere CuxCu 22-15 | buc | IBP GROUP | 31.37
22795 | IBP Reducere CuxCu 22-18 | buc | IBP GROUP | 19.27
22796 | IBP Reducere CuxCu 28-22 | buc | IBP GROUP | 30.96
22797 | IBP Reducere CuxCu 35-22 | buc | IBP GROUP | 139.4
22798 | IBP Reducere CuxCu 35-28 | buc | IBP GROUP | 133.05
22799 | IBP Reducere CuxFtg 18-15 | buc | IBP GROUP | 10.25
22800 | IBP Reducere CuxFtg 22-15 | buc | IBP GROUP | 15.38
22801 | IBP Reducere CuxFtg 22-18 | buc | IBP GROUP | 17.02
22802 | IBP Reducere CuxFtg 28-22 | buc | IBP GROUP | 26.04
22804 | IBP Teu egal CuxCuxCu 15 | buc | IBP GROUP | 11.07
22805 | IBP Teu egal CuxCuxCu 18 | buc | IBP GROUP | 22.96
22806 | IBP Teu egal CuxCuxCu 22 | buc | IBP GROUP | 29.52
22807 | IBP Teu egal CuxCuxCu 28 | buc | IBP GROUP | 64.17
22808 | IBP Teu egal CuxCuxCu 35 | buc | IBP GROUP | 177.74
22809 | IBP Teu redus CuxCuxCu 18-15-15 | buc | IBP GROUP | 31.16
22810 | IBP Teu redus CuxCuxCu 18-15-18 | buc | IBP GROUP | 22.96
22811 | IBP Teu redus CuxCuxCu 22-15-22 | buc | IBP GROUP | 23.58
22812 | IBP Teu redus CuxCuxCu 22-18-22 | buc | IBP GROUP | 41
22813 | IBP Teu redus CuxCuxCu 28-15-28 | buc | IBP GROUP | 59.45
22815 | IBP Teu redus CuxCuxCu 35-22-35 | buc | IBP GROUP | 162.57
22816 | IBP Teu redus CuxCuxCu 35-28-35 | buc | IBP GROUP | 231.04
FITINGURI DIN ALAMA
22863 | Cot alama FF 1/2F Kalde | buc | Kalde | 22.38
17954 | Cot alama FF 1/2F TDM | buc | TDM Brass SRL | 30.14
23150 | Cot alama FF 11/2F Kalde | buc | Kalde | 139.5
18176 | Cot alama FF 11/2F TDM | buc | TDM Brass SRL | 225.5
22866 | Cot alama FF 11/4F Kalde | buc | Kalde | 129.24
22865 | Cot alama FF 1F Kalde | buc | Kalde | 67.7
17962 | Cot alama FF 1F TDM | buc | TDM Brass SRL | 78.93
18177 | Cot alama FF 2F TDM | buc | TDM Brass SRL | 512.5
22864 | Cot alama FF 3/4F Kalde | buc | Kalde | 35.81
17961 | Cot alama FF 3/4F TDM | buc | TDM Brass SRL | 46.13
23152 | Cot alama MF 1 1/2 Kalde | buc | Kalde | 208.32
23151 | Cot alama MF 1 1/4 Kalde | buc | Kalde | 146.78
22869 | Cot alama MF 1 Kalde | buc | Kalde | 104.44
18181 | Cot alama MF 1 TDM | buc | TDM Brass SRL | 125.05
22867 | Cot alama MF 1/2 Kalde | buc | Kalde | 24.99
22868 | Cot alama MF 3/4 Kalde | buc | Kalde | 42.71
17965 | Cot alama MF 3/4 TDM | buc | TDM Brass SRL | 93.28
18179 | Cot alama redus FF 1Fx1/2F TDM | buc | TDM Brass SRL | 244.36
18180 | Cot alama redus FF 1Fx3/4F TDM | buc | TDM Brass SRL | 220.99
18178 | Cot alama redus FF 3/4Fx1/2F TDM | buc | TDM Brass SRL | 128.13
18194 | Cruce alama F 1/2F TDM | buc | TDM Brass SRL | 72.78
24603 | Cruce alama F 1F TDM | buc | TDM Brass SRL | 192.29
17972 | Cruce alama F 3/4F TDM | buc | TDM Brass SRL | 113.57
22891 | Dop alama F 1/2F Kalde | buc | Kalde | 10.26
17945 | Dop alama F 1/2F TDM | buc | TDM Brass SRL | 9.23
24600 | Dop alama F 11/2F TDM | buc | TDM Brass SRL | 78.31
18030 | Dop alama F 11/4F TDM | buc | TDM Brass SRL | 58.63
18163 | Dop alama F 1F TDM | buc | TDM Brass SRL | 28.29
22892 | Dop alama F 3/4F Kalde | buc | Kalde | 14.73
17946 | Dop alama F 3/4F TDM | buc | TDM Brass SRL | 15.99
22893 | Dop alama M 1/2M Kalde | buc | Kalde | 10.82
17942 | Dop alama M 1/2M TDM | buc | TDM Brass SRL | 10.25
18162 | Dop alama M 11/2M TDM | buc | TDM Brass SRL | 76.26
24598 | Dop alama M 11/4M TDM | buc | TDM Brass SRL | 62.12
22895 | Dop alama M 1M Kalde | buc | Kalde | 23.69
17944 | Dop alama M 1M TDM | buc | TDM Brass SRL | 35.88
24599 | Dop alama M 2M TDM | buc | TDM Brass SRL | 117.06
22894 | Dop alama M 3/4M Kalde | buc | Kalde | 16.23
17943 | Dop alama M 3/4M TDM | buc | TDM Brass SRL | 18.86
22870 | Filtru alama 1/2F Kalde | buc | Kalde | 67.14
11684 | Filtru alama 1/2F Slovarm K-508 | buc | SLOVARM | 37.93
18026 | Filtru alama 1/2F TDM | buc | TDM Brass SRL | 71.96
23153 | Filtru alama 11/2F Kalde | buc | Kalde | 469.98
22873 | Filtru alama 11/4F Kalde | buc | Kalde | 335.7
22872 | Filtru alama 1F Kalde | buc | Kalde | 213.54
20082 | Filtru alama 1F TDM | buc | TDM Brass SRL | 172.2
23154 | Filtru alama 2F Kalde | buc | Kalde | 839.25
22871 | Filtru alama 3/4F Kalde | buc | Kalde | 141.74
18027 | Filtru alama 3/4F TDM | buc | TDM Brass SRL | 114.8
22320 | Filtru alama p/u contor 1/2F cu urechiusa1015 | buc | METROTERM | 39.67
22817 | IBP Reductie alama 1/2Fx11/4M | buc | IBP GROUP | 86.1
22818 | IBP Reductie alama 1/2Fx3/8M | buc | IBP GROUP | 19.27
22819 | IBP Reductie alama 1/2Mx1/4F | buc | IBP GROUP | 13.94
22820 | IBP Reductie alama 1/2Mx3/8F | buc | IBP GROUP | 9.23
22821 | IBP Reductie alama 11/4Mx3/4F | buc | IBP GROUP | 51.66
16915 | IVR Filtru alama Y 1/2F | buc | IVAR | 190.65
16917 | IVR Filtru alama Y 1F | buc | IVAR | 389.5
16916 | IVR Filtru alama Y 3/4F | buc | IVAR | 271.63
16918 | IVR Filtru autocuratire 1/2F (509030) | buc | IVAR | 1614.99
16920 | IVR Filtru autocuratire 1F (509032) | buc | IVAR | 1907.12
16919 | IVR Filtru autocuratire 3/4F (509031) | buc | IVAR | 1579.53
17104 | IVR Niplu Olandez 11/4 NI (500387N) | buc | IVAR | 225.91
17096 | IVR Racord extensibil 1/2F (501425) | buc | IVAR | 143.5
20513 | IVR Supapa siguranta 1/2-2.5 bar (509092) | buc | IVAR | 123
16956 | IVR Supapa siguranta 1/2FF 3bar (509093) | buc | IVAR | 112.34
18965 | IVR Supapa siguranta 1/2FF 3bar (5702303) | buc | IVAR | 98.81
16957 | IVR Supapa siguranta 1/2FF 6bar (509095) | buc | IVAR | 110.7
17149 | IVR Supapa siguranta 1/2MF 3bar (509111) | buc | IVAR | 105.58
16923 | IVR Supapa siguranta 1FF 3bar (509105) | buc | IVAR | 231.45
16921 | IVR Supapa siguranta 1FF 6bar (509107) | buc | IVAR | 211.15
21063 | IVR Supapa siguranta 3/4-2.5bar (509098) | buc | IVAR | 176.71
16922 | IVR Supapa siguranta 3/4'FF 3bar (509099) | buc | IVAR | 154.16
16924 | IVR Supapa siguranta 3/4FF 6bar (509101) | buc | IVAR | 176.3
18161 | Mufa alama 11/2Fx11/4M TDM | buc | TDM Brass SRL | 88.97
26013 | Mufa alama cu piulita 1/2Fx1/2M TDM | buc | TDM Brass SRL | 60.48
26014 | Mufa alama cu piulita 3/4Fx3/4M TDM | buc | TDM Brass SRL | 85.08
23885 | Mufa alama FF 1/2F A-T | buc | METROTERM | 10.79
22499 | Mufa alama FF 1/2F Kalde | buc | Kalde | 27.42
11710 | Mufa alama FF 1/2F Slovarm K-501 | buc | SLOVARM | 15.38
17968 | Mufa alama FF 1/2F TDM | buc | TDM Brass SRL | 22.55
18188 | Mufa alama FF 11/4F TDM | buc | TDM Brass SRL | 88.97
22875 | Mufa alama FF 1F Kalde | buc | Kalde | 46.63
18029 | Mufa alama FF 1F TDM | buc | TDM Brass SRL | 45.1
18189 | Mufa alama FF 2F TDM | buc | TDM Brass SRL | 189.42
22874 | Mufa alama FF 3/4F Kalde | buc | Kalde | 32.64
20642 | Mufa alama FF 3/4F TDM | buc | TDM Brass SRL | 28.09
23162 | Mufa alama FF redusa 1 1/2 x1 1/4 F Kalde | buc | Kalde | 65.83
23161 | Mufa alama FF redusa 1 1/4 x1 F Kalde | buc | Kalde | 62.1
17970 | Mufa alama FF redusa 11/2Fx1F TDM | buc | TDM Brass SRL | 123
18193 | Mufa alama FF redusa 11/4Fx1F TDM | buc | TDM Brass SRL | 77.49
18192 | Mufa alama FF redusa 11/4Fx3/4F TDM | buc | TDM Brass SRL | 88.97
17969 | Mufa alama FF redusa 1Fx1/2F TDM | buc | TDM Brass SRL | 41
18191 | Mufa alama FF redusa 1Fx3/4F TDM | buc | TDM Brass SRL | 43.46
23159 | Mufa alama FF redusa 1x1/2F Kalde | buc | Kalde | 33.94
23160 | Mufa alama FF redusa 1x3/4F Kalde | buc | Kalde | 37.3
17971 | Mufa alama FF redusa 2Fx11/4F TDM | buc | TDM Brass SRL | 205
22876 | Mufa alama FF redusa 3/4Fx1/2F Kalde | buc | Kalde | 25.18
18190 | Mufa alama FF redusa 3/4Fx1/2F TDM | buc | TDM Brass SRL | 29.11
26022 | Mufa alama FM 1/2Fx3/8M TDM | buc | TDM Brass SRL | 18.45
18160 | Mufa alama FM 11/2Fx1M TDM | buc | TDM Brass SRL | 112.75
18157 | Mufa alama FM 11/4Fx1/2M TDM | buc | TDM Brass SRL | 59.86
23157 | Mufa alama FM 11/4Fx1M Kalde | buc | Kalde | 55.39
18159 | Mufa alama FM 11/4Fx1M TDM | buc | TDM Brass SRL | 52.07
23404 | Mufa alama FM 11/4Fx3/4M Kalde | buc | Kalde | 54.09
18158 | Mufa alama FM 11/4Fx3/4M TDM | buc | TDM Brass SRL | 58.02
18155 | Mufa alama FM 1Fx1/2M TDM | buc | TDM Brass SRL | 38.54
23156 | Mufa alama FM 1Fx3/4M Kalde | buc | Kalde | 48.49
18156 | Mufa alama FM 1Fx3/4M TDM | buc | TDM Brass SRL | 36.9
25307 | Mufa alama FM 3/4Fx1/2M INOX | buc | Kalde | 10
23155 | Mufa alama FM 3/4Fx1/2M Kalde | buc | Kalde | 22.01
18154 | Mufa alama FM 3/4Fx1/2M TDM | buc | TDM Brass SRL | 23.58
23405 | Mufa alama MF 1/2Mx1/4F Kalde | buc | Kalde | 15.48
18171 | Mufa alama MF 1/2Mx1/4F TDM | buc | TDM Brass SRL | 14.35
23406 | Mufa alama MF 1/2Mx3/8"F KALDE | buc | Kalde | 11.75
19773 | Mufa alama MF 1/2Mx3/8"F TDM | buc | TDM Brass SRL | 12.3
19774 | Mufa alama MF 1/2x10 mm Cr TDM | buc | TDM Brass SRL | 25.01
26021 | Mufa alama MF 1/2x100mm TDM | buc | TDM Brass SRL | 95.33
23704 | Mufa alama MF 1/2x10mm Kalde | buc | Kalde | 13.43
23705 | Mufa alama MF 1/2x15mm Kalde | buc | Kalde | 17.72
20634 | Mufa alama MF 1/2x15mm TDM | buc | TDM Brass SRL | 21.73
19775 | Mufa alama MF 1/2x20mm Cr | buc | TDM Brass SRL | 29.73
23706 | Mufa alama MF 1/2x20mm Kalde | buc | Kalde | 22.94
18145 | Mufa alama MF 1/2x20mm TDM | buc | TDM Brass SRL | 25.63
19776 | Mufa alama MF 1/2x25mm Cr TDM | buc | TDM Brass SRL | 32.8
23707 | Mufa alama MF 1/2x25mm Kalde | buc | Kalde | 27.42
20635 | Mufa alama MF 1/2x25mm TDM | buc | TDM Brass SRL | 29.73
19777 | Mufa alama MF 1/2x30mm Cr TDM | buc | TDM Brass SRL | 36.9
23708 | Mufa alama MF 1/2x30mm Kalde | buc | Kalde | 31.15
18146 | Mufa alama MF 1/2x30mm TDM | buc | TDM Brass SRL | 32.8
19778 | Mufa alama MF 1/2x40 mm Cr TDM | buc | TDM Brass SRL | 48.18
23709 | Mufa alama MF 1/2x40mm Kalde | buc | Kalde | 37.3
18147 | Mufa alama MF 1/2x40mm TDM | buc | TDM Brass SRL | 41
19779 | Mufa alama MF 1/2x50mm Cr TDM | buc | TDM Brass SRL | 57.4
23710 | Mufa alama MF 1/2x50mm Kalde | buc | Kalde | 44.2
18148 | Mufa alama MF 1/2x50mm TDM | buc | TDM Brass SRL | 50.02
26019 | Mufa alama MF 1/2x60mm TDM | buc | TDM Brass SRL | 61.5
26020 | Mufa alama MF 1/2x80mm TDM | buc | TDM Brass SRL | 74.83
20070 | Mufa alama MF 11/2Mx1/2F TDM | buc | TDM Brass SRL | 96.35
22888 | Mufa alama MF 11/2Mx11/4F Kalde | buc | Kalde | 79.26
17958 | Mufa alama MF 11/2Mx11/4F TDM | buc | TDM Brass SRL | 51.46
22887 | Mufa alama MF 11/2Mx1F Kalde | buc | Kalde | 89.52
18175 | Mufa alama MF 11/2Mx1F TDM | buc | TDM Brass SRL | 77.9
17957 | Mufa alama MF 11/2Mx3/4F TDM | buc | TDM Brass SRL | 88.15
18173 | Mufa alama MF 11/4Mx1/2F TDM | buc | TDM Brass SRL | 66.63
22886 | Mufa alama MF 11/4Mx1F Kalde | buc | Kalde | 59.68
17956 | Mufa alama MF 11/4Mx1F TDM | buc | TDM Brass SRL | 47.15
23407 | Mufa alama MF 11/4Mx3/4F Kalde | buc | Kalde | 83.37
18174 | Mufa alama MF 11/4Mx3/4F TDM | buc | TDM Brass SRL | 62.53
23158 | Mufa alama MF 1Mx1 1/2F Kalde | buc | Kalde | 67.7
22884 | Mufa alama MF 1Mx1/2F Kalde | buc | Kalde | 38.98
17960 | Mufa alama MF 1Mx1/2F TDM | buc | TDM Brass SRL | 29.52
22885 | Mufa alama MF 1Mx3/4F Kalde | buc | Kalde | 44.76
17955 | Mufa alama MF 1Mx3/4F TDM | buc | TDM Brass SRL | 27.68
18153 | Mufa alama MF 1x100mm TDM | buc | TDM Brass SRL | 212.18
18150 | Mufa alama MF 1x50mm TDM | buc | TDM Brass SRL | 102.5
18151 | Mufa alama MF 1x60mm TDM | buc | TDM Brass SRL | 130.59
18152 | Mufa alama MF 1x80mm TDM | buc | TDM Brass SRL | 164.41
20072 | Mufa alama MF 2Mx11/2F TDM | buc | TDM Brass SRL | 142.48
17959 | Mufa alama MF 2Mx11/4F TDM | buc | TDM Brass SRL | 175.28
20071 | Mufa alama MF 2Mx1F TDM | buc | TDM Brass SRL | 184.5
22883 | Mufa alama MF 3/4Mx1/2F Kalde | buc | Kalde | 16.41
17953 | Mufa alama MF 3/4Mx1/2F TDM | buc | TDM Brass SRL | 16.4
20641 | Mufa alama MF 3/4x100mm TDM | buc | TDM Brass SRL | 104.96
20636 | Mufa alama MF 3/4x20mm TDM | buc | TDM Brass SRL | 37.93
18149 | Mufa alama MF 3/4x30mm TDM | buc | TDM Brass SRL | 47.15
20637 | Mufa alama MF 3/4x40mm TDM | buc | TDM Brass SRL | 58.43
20638 | Mufa alama MF 3/4x50mm TDM | buc | TDM Brass SRL | 65.6
20639 | Mufa alama MF 3/4x60mm TDM | buc | TDM Brass SRL | 73.8
20640 | Mufa alama MF 3/4x80mm TDM | buc | TDM Brass SRL | 92.66
22879 | Mufa alama MM 1 Kalde | buc | Kalde | 61.55
17949 | Mufa alama MM 1 TDM | buc | TDM Brass SRL | 38.95
22877 | Mufa alama MM 1/2 Kalde | buc | Kalde | 15.29
17947 | Mufa alama MM 1/2 TDM | buc | TDM Brass SRL | 14.35
22889 | Mufa alama MM 1/2Mx3/4M Kalde | buc | Kalde | 23.87
18165 | Mufa alama MM 1/2Mx3/8M TDM | buc | TDM Brass SRL | 15.38
22881 | Mufa alama MM 11/2 Kalde | buc | Kalde | 65.83
18170 | Mufa alama MM 11/2Mx11/4M TDM | buc | TDM Brass SRL | 101.48
19772 | Mufa alama MM 11/2Mx1M TDM | buc | TDM Brass SRL | 97.38
22880 | Mufa alama MM 11/4 Kalde | buc | Kalde | 65.28
18167 | Mufa alama MM 11/4Mx1/2M TDM | buc | TDM Brass SRL | 88.36
18164 | Mufa alama MM 11/4Mx11/4M TDM | buc | TDM Brass SRL | 60.48
22890 | Mufa alama MM 11/4Mx1M Kalde | buc | Kalde | 69.94
18169 | Mufa alama MM 11/4Mx1M TDM | buc | TDM Brass SRL | 59.45
18168 | Mufa alama MM 11/4Mx3/4M TDM | buc | TDM Brass SRL | 82.41
22500 | Mufa alama MM 1Mx1/2M Kalde | buc | Kalde | 45.69
18166 | Mufa alama MM 1Mx1/2M TDM | buc | TDM Brass SRL | 37.72
22501 | Mufa alama MM 1Mx3/4M Kalde | buc | Kalde | 55.02
17952 | Mufa alama MM 1Mx3/4M TDM | buc | TDM Brass SRL | 41
22882 | Mufa alama MM 2 Kalde | buc | Kalde | 115.63
17950 | Mufa alama MM 2 TDM | buc | TDM Brass SRL | 123
22878 | Mufa alama MM 3/4 Kalde | buc | Kalde | 17.53
23163 | Mufa alama MM 3/4Mx1/2M Kalde | buc | Kalde | 25.92
17951 | Mufa alama MM 3/4Mx1/2M TDM | buc | TDM Brass SRL | 22.55
17948 | Mufa alama MM 3/4Mx3/4M TDM | buc | TDM Brass SRL | 22.96
26011 | Olandez apometru 1/2Mx3/4F TDM (set) | buc | TDM Brass SRL | 66.63
26012 | Olandez apometru 3/4Mx1F TDM (set) | buc | TDM Brass SRL | 99.43
22902 | Olandez colt 1/2Mx1/2F Klade | buc | Kalde | 56.88
17976 | Olandez colt 1/2Mx1/2F TDM | buc | TDM Brass SRL | 66.63
21754 | Olandez colt 1Mx1F TDM | buc | TDM Brass SRL | 194.75
22903 | Olandez colt 3/4Mx3/4F Klade | buc | Kalde | 84.67
17977 | Olandez colt 3/4Mx3/4F TDM | buc | TDM Brass SRL | 107.63
22904 | Olandez drept 1/2Mx1/2F Klade | buc | Kalde | 41.03
11558 | Olandez drept 1/2Mx1/2F Rifeng | buc | RIFENG | 10.44
17973 | Olandez drept 1/2Mx1/2F TDM | buc | TDM Brass SRL | 55.35
24605 | Olandez drept 1/2Mx3/4F TDM | buc | TDM Brass SRL | 28.7
25962 | Olandez drept 1/2Mx3/4F TDS (set) | buc | TDS | 105.37
18196 | Olandez drept 11/2Mx11/2F TDM | buc | TDM Brass SRL | 299.71
22907 | Olandez drept 11/4Mx11/4F Klade | buc | Kalde | 166.54
18195 | Olandez drept 11/4Mx11/4F TDM | buc | TDM Brass SRL | 202.95
24607 | Olandez drept 1Mx11/4F TDM | buc | TDM Brass SRL | 71.75
22906 | Olandez drept 1Mx1F Klade | buc | Kalde | 102.58
18028 | Olandez drept 1MX1F TDM | buc | TDM Brass SRL | 143.09
24604 | Olandez drept 2Mx2F TDM | buc | TDM Brass SRL | 512.5
24606 | Olandez drept 3/4Mx1F TDM | buc | TDM Brass SRL | 45.1
11763 | Olandez drept 3/4Mx3/4F crom Slovarm VE-4300 | buc | SLOVARM | 59.45
22905 | Olandez drept 3/4Mx3/4F Klade | buc | Kalde | 65.28
17974 | Olandez drept 3/4Mx3/4F TDM | buc | TDM Brass SRL | 87.13
13444 | Olandez drept 3/8Mx3/8F SI | buc | FV PLAST | 24.4
24608 | Olandeze 11/2Fx1F TDM | buc | TDM Brass SRL | 137.35
24609 | Olandeze 2Fx11/4F TDM | buc | TDM Brass SRL | 225.5
22859 | Supapa de sens alama 1 Kalde | buc | Kalde | 167.85
18021 | Supapa de sens alama 1 TDM | buc | TDM Brass SRL | 208.69
22857 | Supapa de sens alama 1/2 Kalde | buc | Kalde | 68.07
18019 | Supapa de sens alama 1/2 TDM | buc | TDM Brass SRL | 106.6
22861 | Supapa de sens alama 11/2 Kalde | buc | Kalde | 345.03
18023 | Supapa de sens alama 11/2 TDM | buc | TDM Brass SRL | 427.43
22860 | Supapa de sens alama 11/4 Kalde | buc | Kalde | 261.1
18022 | Supapa de sens alama 11/4 TDM | buc | TDM Brass SRL | 321.44
22862 | Supapa de sens alama 2 Kalde | buc | Kalde | 440.14
18024 | Supapa de sens alama 2 TDM | buc | TDM Brass SRL | 674.25
18025 | Supapa de sens alama 21/2 TDM | buc | TDM Brass SRL | 1638.36
22858 | Supapa de sens alama 3/4 Kalde | buc | Kalde | 91.39
18020 | Supapa de sens alama 3/4 TDM | buc | TDM Brass SRL | 142.89
18197 | Supapa de sens orizontala 1 TDM | buc | TDM Brass SRL | 202.54
23149 | Supapa de sens orizontala 1'' Kalde | buc | Kalde | 172.51
18199 | Supapa de sens orizontala 11/2 TDM | buc | TDM Brass SRL | 397.09
25961 | Supapa de sens orizontala 11/2 TDS | buc | TDS | 409.37
18198 | Supapa de sens orizontala 11/4 TDM | buc | TDM Brass SRL | 307.91
25960 | Supapa de sens orizontala 11/4 TDS | buc | TDS | 307.73
18200 | Supapa de sens orizontala 2 TDM | buc | TDM Brass SRL | 646.78
23148 | Supapa de sens orizontala 3/4 Kalde | buc | Kalde | 102.58
25963 | Suport distribuitor 1 TDS (set) | buc | TDS | 50.36
22586 | Teu alama 1/2F Kalde | buc | Kalde | 27.98
17966 | Teu alama 1/2F TDM | buc | TDM Brass SRL | 34.44
22896 | Teu alama 1/2Fx1/2Mx1/2F Kalde | buc | Kalde | 41.4
18185 | Teu alama 1/2M TDM | buc | TDM Brass SRL | 38.75
23165 | Teu alama 11/2F Kalde | buc | Kalde | 144.54
18183 | Teu alama 11/2F TDM | buc | TDM Brass SRL | 256.25
23164 | Teu alama 11/4F Kalde | buc | Kalde | 135.21
11741 | Teu alama 11/4F Slovarm K-506 | buc | SLOVARM | 135.71
21753 | Teu alama 11/4F TDM | buc | TDM Brass SRL | 178.76
22898 | Teu alama 1F Kalde | buc | Kalde | 71.24
18182 | Teu alama 1F TDM | buc | TDM Brass SRL | 96.15
18187 | Teu alama 1M TDM | buc | TDM Brass SRL | 98.81
24601 | Teu alama 2F TDM | buc | TDM Brass SRL | 350.14
22897 | Teu alama 3/4F Kalde | buc | Kalde | 43.64
19771 | Teu alama 3/4F TDM | buc | TDM Brass SRL | 49.2
18186 | Teu alama 3/4M TDM | buc | TDM Brass SRL | 58.43
24602 | Teu alama redus 1/2Fx1/2Fx1/2M TDM | buc | TDM Brass SRL | 54.33
22900 | Teu alama redus 1Fx1/2Fx1F Kalde | buc | Kalde | 72.74
17967 | Teu alama redus 1Fx1/2Fx1F TDM | buc | TDM Brass SRL | 121.98
22901 | Teu alama redus 1Fx3/4Fx1F Kalde | buc | Kalde | 96.35
18184 | Teu alama redus 1Fx3/4Fx1F TDM | buc | TDM Brass SRL | 111.73
22899 | Teu alama redus 3/4Fx1/2Fx3/4F Kalde | buc | Kalde | 56.32
20073 | Teu alama redus 3/4Fx1/2Fx3/4F TDM | buc | TDM Brass SRL | 71.75
FITINGURI ELECTROFUZIUNE
23588 | Cot 90 electrofuziune SDR11 DN110 | buc | RADIUS | 533
23582 | Cot 90 electrofuziune SDR11 DN32 | buc | RADIUS | 164
23583 | Cot 90 electrofuziune SDR11 DN40 | buc | RADIUS | 209.1
23584 | Cot 90 electrofuziune SDR11 DN50 | buc | RADIUS | 253.18
23585 | Cot 90 electrofuziune SDR11 DN63 | buc | RADIUS | 287
23586 | Cot 90 electrofuziune SDR11 DN75 | buc | RADIUS | 395.65
23587 | Cot 90 electrofuziune SDR11 DN90 | buc | RADIUS | 451
23128 | Cot electrosudabil GF 45 d50 | buc | VALROM | 485.85
23127 | Cot electrosudabil GF 90 d50 | buc | VALROM | 392.99
23574 | Dop electrofuziune SDR11 DN110 | buc | RADIUS | 553.5
23569 | Dop electrofuziune SDR11 DN32 | buc | RADIUS | 131
23570 | Dop electrofuziune SDR11 DN40 | buc | RADIUS | 160.11
23571 | Dop electrofuziune SDR11 DN63 | buc | RADIUS | 239.85
23572 | Dop electrofuziune SDR11 DN75 | buc | RADIUS | 440.75
23573 | Dop electrofuziune SDR11 DN90 | buc | RADIUS | 522.75
23736 | Dop SDR11 DN63 | buc | ELBOR | 102.91
23737 | Dop SDR11 DN75 | buc | ELBOR | 205.82
23740 | Dop SDR11 DN90 | buc | ELBOR | 230.83
23552 | Mufa electrofuziune SDR11 DN110 | buc | RADIUS | 187.58
23553 | Mufa electrofuziune SDR11 DN125 | buc | RADIUS | 256.25
23554 | Mufa electrofuziune SDR11 DN140 | buc | RADIUS | 369
23555 | Mufa electrofuziune SDR11 DN160 | buc | RADIUS | 405.9
26241 | Mufa electrofuziune SDR11 DN200 | buc | RADIUS | 820
26166 | Mufa electrofuziune SDR11 DN225 | buc | RADIUS | 1129.14
23545 | Mufa electrofuziune SDR11 DN25 | buc | RADIUS | 51.25
26247 | Mufa electrofuziune SDR11 DN250 | buc | RADIUS | 1701.5
26237 | Mufa electrofuziune SDR11 DN315 | buc | RADIUS | 2706
23546 | Mufa electrofuziune SDR11 DN32 | buc | RADIUS | 48.79
23547 | Mufa electrofuziune SDR11 DN40 | buc | RADIUS | 62.53
23548 | Mufa electrofuziune SDR11 DN50 | buc | RADIUS | 89.18
23549 | Mufa electrofuziune SDR11 DN63 | buc | RADIUS | 93.28
23550 | Mufa electrofuziune SDR11 DN75 | buc | RADIUS | 132.23
23551 | Mufa electrofuziune SDR11 DN90 | buc | RADIUS | 155.8
13279 | Mufa electrosudabila d110 | buc | VALROM | 245.18
13635 | Mufa electrosudabila PN16 d32 | buc | VALROM | 99.22
13636 | Mufa electrosudabila PN16 d40 | buc | VALROM | 38.54
13637 | Mufa electrosudabila PN16 d50 | buc | VALROM | 124.85
23567 | Reductie electrofuziune SDR11 DN110/63 | buc | RADIUS | 622.59
23568 | Reductie electrofuziune SDR11 DN110/90 | buc | RADIUS | 656
26004 | Reductie electrofuziune SDR11 DN110/90 GF | buc | VALROM | 818.36
26157 | Reductie electrofuziune SDR11 DN25/20 | buc | RADIUS | 94.3
23557 | Reductie electrofuziune SDR11 DN32/20 | buc | RADIUS | 122.39
23558 | Reductie electrofuziune SDR11 DN32/25 | buc | RADIUS | 102.5
23559 | Reductie electrofuziune SDR11 DN40/32 | buc | RADIUS | 134.89
23560 | Reductie electrofuziune SDR11 DN50/40 | buc | RADIUS | 179.58
23561 | Reductie electrofuziune SDR11 DN63/32 | buc | RADIUS | 199.67
23562 | Reductie electrofuziune SDR11 DN63/40 | buc | RADIUS | 206.23
23563 | Reductie electrofuziune SDR11 DN63/50 | buc | RADIUS | 205
23564 | Reductie electrofuziune SDR11 DN75/63 | buc | RADIUS | 508.4
23565 | Reductie electrofuziune SDR11 DN90/63 | buc | RADIUS | 369
23566 | Reductie electrofuziune SDR11 DN90/75 | buc | RADIUS | 424.35
13097 | Reductie electrosudabila d90/63 | buc | VALROM | 294.38
23581 | Teu electrofuziune SDR11 DN110 | buc | RADIUS | 727.14
23575 | Teu electrofuziune SDR11 DN32 | buc | RADIUS | 194.75
23576 | Teu electrofuziune SDR11 DN40 | buc | RADIUS | 246
23577 | Teu electrofuziune SDR11 DN50 | buc | RADIUS | 312.63
23578 | Teu electrofuziune SDR11 DN63 | buc | RADIUS | 324.93
23579 | Teu electrofuziune SDR11 DN75 | buc | RADIUS | 506.35
23580 | Teu electrofuziune SDR11 DN90 | buc | RADIUS | 522.75
FITINGURI FONTA
23595 | Cot fonta cu picior DN80 | buc | NORSON | 797.66
23596 | Cot fonta cu picior DN80/65 | buc | NORSON | 792.94
25436 | Reductie fonta cu flansa dn 100x50 pn10-16 PL 4 gauri / 13321 | buc | METROTERM | 705
23743 | Reductie fonta cu flanse PN10 DN100/80 | buc | WINTER COM | 691.06
23744 | Teu fonta egal cu flanse PN10 DN100 | buc | WINTER COM | 1294.17
23746 | Teu fonta egal cu flanse PN10 DN80 | buc | WINTER COM | 1057.19
23745 | Teu fonta redus cu flanse PN10 DN100/80 | buc | WINTER COM | 1294.17
FITINGURI GALVANIZATE
23222 | Cot fonta FF 1" SNT | buc | METROTERM | 27
23220 | Cot fonta FF 1/2" SNT | buc | METROTERM | 13.24
23224 | Cot fonta FF 11/2" SNT | buc | METROTERM | 43
23223 | Cot fonta FF 11/4" SNT | buc | METROTERM | 41
23221 | Cot fonta FF 3/4" SNT | buc | METROTERM | 13.5
21239 | Cot fonta FF DN15 / 47 | buc | METROTERM | 11.4
21241 | Cot fonta FF DN20 / 48 | buc | METROTERM | 20.66
21238 | Cot fonta FF DN25 / 49 | buc | METROTERM | 25.44
21240 | Cot fonta FF DN32 / 50 | buc | METROTERM | 38.4
21310 | Cot fonta FF DN40 / 206 | buc | METROTERM | 43.2
21861 | Cot fonta FF DN50 / 207 | buc | METROTERM | 111.6
23225 | Cot fonta MF 1/2" SNT | buc | METROTERM | 11.87
18042 | Cot galvanizat 90 FF 1/2" HS | buc | METROTERM | 8.03
19765 | Cot galvanizat 90 FF 11/2" HS | buc | METROTERM | 53.78
19768 | Cot galvanizat 90 FF 2" HS | buc | METROTERM | 83.19
18048 | Cot galvanizat 90 FF 3/4" | buc | METROTERM | 14.55
18058 | Cot galvanizat 90 MF 1" HS | buc | METROTERM | 31.06
18043 | Cot galvanizat 90 MF 1/2" HS | buc | METROTERM | 13.95
19766 | Cot galvanizat 90 MF 11/2" HS | buc | METROTERM | 69.29
18070 | Cot galvanizat 90 MF 11/4" HS | buc | METROTERM | 55.8
19769 | Cot galvanizat 90 MF 2" HS | buc | METROTERM | 89.7
18051 | Cot galvanizat 90 MF 3/4" HS | buc | METROTERM | 20.35
18069 | Cruce galvanizata F 1" HS | buc | METROTERM | 75.61
18060 | Cruce galvanizata F 1/2" HS | buc | METROTERM | 38.4
18065 | Cruce galvanizata F 3/4" HS | buc | METROTERM | 30.3
23228 | Dop galvanizat M1/2" SNT | buc | METROTERM | 9.1
23241 | Dop galvanizat M11/4" SNT | buc | METROTERM | 22.58
17407 | Mufa fonta FF d15 SNT | buc | METROTERM | 8.97
17408 | Mufa fonta FF d20 SNT | buc | METROTERM | 11.09
17410 | Mufa fonta FF d32 SNT | buc | METROTERM | 21.89
17411 | Mufa fonta FF d40 SNT | buc | METROTERM | 32.83
21251 | Mufa fonta FF DN15/ 73 | buc | METROTERM | 10.94
21254 | Mufa fonta FF DN20/ 74 | buc | METROTERM | 12.96
21250 | Mufa fonta FF DN25/ 75 | buc | METROTERM | 17.11
21253 | Mufa fonta FF DN32/ 76 | buc | METROTERM | 24
21252 | Mufa fonta FF DN40/ 77 | buc | METROTERM | 35.15
23211 | Mufa fonta redusa FF d40x20 SNT | buc | METROTERM | 40.79
23212 | Mufa fonta redusa FF d40x25 SNT | buc | METROTERM | 59.67
23213 | Mufa fonta redusa FF d40x32 SNT | buc | METROTERM | 59.67
18044 | Mufa galvanizata FF 1/2" HS | buc | METROTERM | 8.43
18116 | Mufa galvanizata FF 11/2" HS | buc | METROTERM | 27.99
18062 | Mufa galvanizata FF 11/4" HS | buc | METROTERM | 30.99
18049 | Mufa galvanizata FF 3/4" HS | buc | METROTERM | 11.17
19885 | Mufa galvanizata redusa FF 1"x3/4" HS | buc | METROTERM | 13.5
19889 | Mufa galvanizata redusa FF 11/4"x1" HS | buc | METROTERM | 22.84
18050 | Niplu galvanizat MM 1" HS | buc | METROTERM | 20.27
23245 | Niplu galvanizat MM 1" SNT | buc | METROTERM | 21
18038 | Niplu galvanizat MM 1/2" HS | buc | METROTERM | 7.18
23240 | Niplu galvanizat MM 1/2" SNT | buc | METROTERM | 9.15
18063 | Niplu galvanizat MM 11/2" HS | buc | METROTERM | 37.24
23243 | Niplu galvanizat MM 11/2" SNT | buc | METROTERM | 42
18055 | Niplu galvanizat MM 11/4" HS | buc | METROTERM | 30.71
23244 | Niplu galvanizat MM 11/4" SNT | buc | METROTERM | 31
18068 | Niplu galvanizat MM 2" HS | buc | METROTERM | 54.09
18040 | Niplu galvanizat MM 3/4" HS | buc | METROTERM | 9.02
23246 | Niplu galvanizat MM 3/4" SNT | buc | METROTERM | 13.35
19886 | Niplu galvanizat redus MM 1"x3/4" HS | buc | METROTERM | 15.59
23226 | Niplu galvanizat redus MM 11/2"x1" SNT | buc | METROTERM | 52.19
19896 | Niplu galvanizat redus MM 11/2"x11/4" | buc | METROTERM | 44.79
19894 | Niplu galvanizat redus MM 11/4"x1" HS | buc | METROTERM | 33.78
23242 | Niplu galvanizat redus MM 11/4"x1" SNT | buc | METROTERM | 47.45
19893 | Niplu galvanizat redus MM 11/4"x3/4" HS | buc | METROTERM | 34.19
21694 | Niplu galvanizat redus MM 2"x1" | buc | METROTERM | 89.25
18073 | Racord olandez galv. cu garnitura MF 1" HS | buc | METROTERM | 66.27
18074 | Racord olandez galv. cu garnitura MF 11/4 HS | buc | METROTERM | 126.97
18076 | Racord olandez galv. cu garnitura MF 2" HS | buc | METROTERM | 176.48
23229 | Reductie fonta MF d40x20 SNT | buc | METROTERM | 24.37
17497 | Reductie fonta MF d40x25 SNT | buc | METROTERM | 34.73
23230 | Reductie fonta MF d40x32 SNT | buc | METROTERM | 34.27
19884 | Reductie galvanizata MF 1"x3/4" HS | buc | METROTERM | 12.46
19891 | Reductie galvanizata MF 11/2"x1" HS | buc | METROTERM | 25.73
19892 | Reductie galvanizata MF 11/2"x11/4" HS | buc | METROTERM | 33.27
19888 | Reductie galvanizata MF 11/4"x1" HS | buc | METROTERM | 20.33
20105 | Reductie galvanizata MF 11/4"x1/2" HS | buc | METROTERM | 21.72
19887 | Reductie galvanizata MF 11/4"x3/4" HS | buc | METROTERM | 19.51
23214 | Teu fonta F d15 SNT | buc | METROTERM | 17.54
23215 | Teu fonta F d20 SNT | buc | METROTERM | 23.29
23216 | Teu fonta F d25 SNT | buc | METROTERM | 39
23217 | Teu fonta F d32 SNT | buc | METROTERM | 46
21256 | Teu fonta F DN15/ 31 | buc | METROTERM | 17.36
21255 | Teu fonta F DN25/ 33 | buc | METROTERM | 37.44
21898 | Teu fonta F DN40 / 308 | buc | METROTERM | 65.1
21312 | Teu fonta redus F DN20-15/ 282 | buc | METROTERM | 48
21313 | Teu fonta redus F DN25-20/ 283 | buc | METROTERM | 50.22
21314 | Teu fonta redus F DN32-20/ 284 | buc | METROTERM | 62.4
18067 | Teu galvanizat F 1" HS | buc | METROTERM | 32.52
18071 | Teu galvanizat F 11/4" HS | buc | METROTERM | 42.8
18054 | Teu galvanizat F 3/4" HS | buc | METROTERM | 17.52
23236 | Teu galvanizat redus F 1"x1/2" SNT | buc | METROTERM | 48
23237 | Teu galvanizat redus F 1"x3/4" SNT | buc | METROTERM | 50.8
23219 | Teu galvanizat redus F 11/2"x1" SNT | buc | METROTERM | 84.05
23218 | Teu galvanizat redus F 11/2"x3/4" SNT | buc | METROTERM | 87
19899 | Teu galvanizat redus F 11/4"x1" HS | buc | METROTERM | 47.17
19897 | Teu galvanizat redus F 11/4"x1/2" HS | buc | METROTERM | 45.7
23238 | Teu galvanizat redus F 11/4"x1/2" SNT | buc | METROTERM | 73
19898 | Teu galvanizat redus F 11/4"x3/4" HS | buc | METROTERM | 45.7
23239 | Teu galvanizat redus F 11/4"x3/4" SNT | buc | METROTERM | 77.91
20218 | Teu galvanizat redus F 3/4"x1/2" HS | buc | METROTERM | 20.37
FITINGURI INJECTATE
26244 | Adaptor flansa SDR11 PN16 DN110 | buc | WINTER COM | 153.75
26242 | Adaptor flansa SDR11 PN16 DN200 | buc | WINTER COM | 512.5
26245 | Adaptor flansa SDR11 PN16 DN225 | buc | WINTER COM | 594.5
26246 | Adaptor flansa SDR11 PN16 DN250 | buc | WINTER COM | 840.5
24476 | Adaptor flansa SDR11 PN16 DN315 | buc | WINTER COM | 1435
23600 | Adaptor flansa SDR17 DN110 | buc | WINTER COM | 125.87
23601 | Adaptor flansa SDR17 DN125 | buc | WINTER COM | 169.74
23602 | Adaptor flansa SDR17 DN140 | buc | WINTER COM | 256.25
23603 | Adaptor flansa SDR17 DN160 | buc | WINTER COM | 266.5
23734 | Adaptor flansa SDR17 DN200 | buc | WINTER COM | 461.05
23597 | Adaptor flansa SDR17 DN63 | buc | WINTER COM | 57.2
23598 | Adaptor flansa SDR17 DN75 | buc | WINTER COM | 86.92
23599 | Adaptor flansa SDR17 DN90 | buc | WINTER COM | 106.19
26163 | Adaptor larga toleranta 108-124 DN100 | buc | NORSON | 2029.5
26162 | Adaptor larga toleranta 88-102 DN80 | buc | NORSON | 1757.06
22397 | Capat Flansa PE100 D 110 SDR17 | buc | VALROM | 169.95
13094 | Capat flansa PE100 d63 SDR17 | buc | VALROM | 67.45
26254 | Compensator montaj cu burduf PN16 DN200 | buc | WINTER COM | 4100
26255 | Compensator montaj cu burduf PN16 DN300 | buc | WINTER COM | 7175
23609 | Cot 45 SDR17 DN110 | buc | ELBOR | 272.45
23628 | Cot 45 SDR17 DN125 | buc | ELBOR | 481.75
23629 | Cot 45 SDR17 DN140 | buc | ELBOR | 698.03
23610 | Cot 45 SDR17 DN160 | buc | ELBOR | 563.75
23608 | Cot 45 SDR17 DN90 | buc | ELBOR | 178.97
23605 | Cot 90 SDR17 DN110 | buc | ELBOR | 313.65
23606 | Cot 90 SDR17 DN125 | buc | ELBOR | 379.25
23627 | Cot 90 SDR17 DN140 | buc | ELBOR | 656
23607 | Cot 90 SDR17 DN160 | buc | ELBOR | 697
23604 | Cot 90 SDR17 DN90 | buc | ELBOR | 184.71
26243 | Cot PE 45° SDR11 injectat PN16 DN200 | buc | WINTER COM | 1230
24479 | Cot PE d90 SDR11 injectat PN16 DN315 | buc | WINTER COM | 5822
24480 | Cot PE d90 SDR17 injectat PN10 DN315 | buc | WINTER COM | 5022.5
23634 | Dop SDR17 DN110 | buc | ELBOR | 264.04
23635 | Dop SDR17 DN125 | buc | ELBOR | 312.22
23636 | Dop SDR17 DN140 | buc | ELBOR | 514.76
23637 | Dop SDR17 DN160 | buc | ELBOR | 461.87
23633 | Dop SDR17 DN90 | buc | ELBOR | 254.41
26252 | Kit montaj pt flanse(surub+saiba+piulita) M16x100 | buc | WINTER COM | 61.5
26253 | Kit montaj pt flanse(surub+saiba+piulita) M20x100 | buc | WINTER COM | 102.5
26582 | Piesa bransare RAPIDO FI Dn 200/2'' (210-245) | buc | NORSON | 690
23618 | Reductie SDR17 DN110/63 | buc | WINTER COM | 189.01
23617 | Reductie SDR17 DN110/75 | buc | WINTER COM | 215.66
23616 | Reductie SDR17 DN110/90 | buc | WINTER COM | 203.16
23619 | Reductie SDR17 DN125/110 | buc | WINTER COM | 251.54
23622 | Reductie SDR17 DN125/63 | buc | WINTER COM | 251.54
23621 | Reductie SDR17 DN125/75 | buc | WINTER COM | 251.54
23620 | Reductie SDR17 DN125/90 | buc | WINTER COM | 251.54
23625 | Reductie SDR17 DN160/110 | buc | WINTER COM | 496.92
23624 | Reductie SDR17 DN160/125 | buc | ELBOR | 486.88
23623 | Reductie SDR17 DN160/140 | buc | WINTER COM | 486.88
23626 | Reductie SDR17 DN160/90 | buc | ELBOR | 440.75
23735 | Reductie SDR17 DN200/160 | buc | ELBOR | 738
23738 | Reductie SDR17 DN90/63 | buc | WINTER COM | 211.15
23739 | Reductie SDR17 DN90/75 | buc | WINTER COM | 211.15
23611 | Teu egal SDR17 DN110 | buc | ELBOR | 337.84
23631 | Teu egal SDR17 DN125 | buc | ELBOR | 550.63
23632 | Teu egal SDR17 DN140 | buc | ELBOR | 837.63
23612 | Teu egal SDR17 DN160 | buc | ELBOR | 841.32
23630 | Teu egal SDR17 DN90 | buc | ELBOR | 305.45
23613 | Teu redus injectat SDR17 DN110/63 | buc | RADIUS | 587.12
23614 | Teu redus injectat SDR17 DN110/90 | buc | RADIUS | 612.54
23615 | Teu redus injectat SDR17 DN160/110 | buc | RADIUS | 1480.31
FITINGURI PPR
13081 | Bratar PPR FV PLASTd40 | buc | FV PLAST | 3.49
13082 | Bratar PPR FV PLASTd50 | buc | FV PLAST | 6.77
19953 | Capac PPR FE FV PLAST d1/2 lung | buc | FV PLAST | 6.36
11113 | Capac PPR FE FV PLAST d1/2 scurt | buc | FV PLAST | 2.87
21219 | Capse fixare p/u teava calda VIT-POL rosie | buc | METROTERM | 0.6
11329 | Clema cu banda PPR FV PLAST d32 | buc | FV PLAST | 7.79
11330 | Clema cu banda PPR FV PLAST d40 | buc | FV PLAST | 10.66
19797 | Clema cu banda PPR FV PLAST d50 | buc | FV PLAST | 12.71
14134 | Clema cu banda PPR FV PLAST d75 | buc | FV PLAST | 42.03
22851 | Clema dubla PPR Kalde/Hidros Alb d25x2 | buc | Kalde | 3.73
1136 | Clema dubla PPR FV PLAST d20x2 | buc | FV PLAST | 7.18
1137 | Clema dubla PPR FV PLAST d25x2 | buc | FV PLAST | 8.82
22849 | Clema dubla PPR Kalde/Hidros Alb d20x2 | buc | Kalde | 2.61
13075 | Clema plast. reglabila d16-25 | buc | FV PLAST | 2.05
13076 | Clema plast. reglabila d25-50 | buc | FV PLAST | 3.28
22850 | Clema PPR Kalde/Hidros Alb d20 | buc | Kalde | 1.31
22852 | Clema PPR Kalde/Hidros Alb d25 | buc | Kalde | 1.49
22853 | Clema PPR Kalde/Hidros Alb d32 | buc | Kalde | 2.05
24488 | Clema PPR Kalde/Hidros Alb d40 | buc | Kalde | 2.8
22854 | Clema PPR Kalde/Hidros Gri d20 | buc | Kalde | 1.31
22855 | Clema PPR Kalde/Hidros Gri d25 | buc | Kalde | 1.49
22856 | Clema PPR Kalde/Hidros Gri d32 | buc | Kalde | 2.05
24485 | Clema PPR Kalde/Hidros Gri d40 | buc | Kalde | 2.98
23517 | Clema PPR Kalde/Hidros Gri d50 | buc | Kalde | 4.1
19800 | Clema PPR FV PLAST d16 | buc | FV PLAST | 1.64
1039 | Clema PPR FV PLAST d20 | buc | FV PLAST | 2.46
1040 | Clema PPR FV PLAST d25 | buc | FV PLAST | 2.87
1041 | Clema PPR FV PLAST d32 | buc | FV PLAST | 3.08
1096 | Conpensator PPR FV PLAST d20 | buc | FV PLAST | 28.29
1097 | Conpensator PPR FV PLAST d25 | buc | FV PLAST | 44.08
1098 | Conpensator PPR FV PLAST d32 | buc | FV PLAST | 71.34
1099 | Conpensator PPR FV PLAST d40 | buc | FV PLAST | 102.5
22479 | Cot cu fix. PPR Kalde/Hidros Alb d20x1/2F | buc | Kalde | 18.28
23186 | Cot cu fix. PPR Kalde/Hidros Alb d20x1/2M | buc | Kalde | 22.01
23185 | Cot cu fix. PPR Kalde/Hidros Alb d25x1/2F | buc | Kalde | 22.75
22480 | Cot cu fix. PPR Kalde/Hidros Gri d20x1/2F | buc | Kalde | 18.65
1088 | Cot cu fix. PPR FV PLAST d20x1/2F | buc | FV PLAST | 37.52
19952 | Cot cu fix. PPR FV PLAST d20x1/2F gips/carton | buc | FV PLAST | 77.9
13791 | Cot cu fix. PPR FV PLAST d20x1/2F int./ext. | buc | FV PLAST | 81.59
1089 | Cot cu fix. PPR FV PLAST d25x3/4F | buc | FV PLAST | 61.09
22483 | Cot dublu cu fix. PPR Kalde/Hidros Alb d20x1/2F | buc | Kalde | 43.27
22485 | Cot dublu cu fix. PPR Kalde/Hidros Gri d20x1/2F | buc | Kalde | 43.27
1119 | Cot dublu PPR FV PLAST 2xd20 set perete | buc | FV PLAST | 143.5
22550 | Cot FE PPR Kalde/Hidros Alb d20x1/2/M | buc | Kalde | 17.9
23187 | Cot FE PPR Kalde/Hidros Alb d20x1/2M | buc | Kalde | 19.21
23188 | Cot FE PPR Kalde/Hidros Alb d25x1/2M | buc | Kalde | 21.82
24505 | Cot FE PPR Kalde/Hidros Alb d32x1M | buc | Kalde | 49.05
24504 | Cot FE PPR Kalde/Hidros Alb d32x3/4M | buc | Kalde | 29.47
24513 | Cot FE PPR Kalde/Hidros Gri d20x1/2M | buc | Kalde | 17.9
24514 | Cot FE PPR Kalde/Hidros Gri d25x1/2M | buc | Kalde | 19.58
24516 | Cot FE PPR Kalde/Hidros Gri d32x1M | buc | Kalde | 49.05
24515 | Cot FE PPR Kalde/Hidros Gri d32x3/4M | buc | Kalde | 29.47
1042 | Cot FE PPR FV PLAST d20x1/2M | buc | FV PLAST | 45.51
1043 | Cot FE PPR FV PLAST d20x3/4M | buc | FV PLAST | 67.45
1044 | Cot FE PPR FV PLAST d25x1/2M | buc | FV PLAST | 56.58
1045 | Cot FE PPR FV PLAST d25x3/4M | buc | FV PLAST | 64.99
1046 | Cot FE PPR FV PLAST d32x1M | buc | FV PLAST | 118.9
22487 | Cot FI PPR Kalde/Hidros Alb d20x1/2F | buc | Kalde | 17.72
22488 | Cot FI PPR Kalde/Hidros Alb d25x1/2F | buc | Kalde | 21.45
24501 | Cot FI PPR Kalde/Hidros Alb d25x3/4F | buc | Kalde | 20.7
24502 | Cot FI PPR Kalde/Hidros Alb d32x1F | buc | Kalde | 29.47
24503 | Cot FI PPR Kalde/Hidros Alb d32x3/4F | buc | Kalde | 34.13
22486 | Cot FI PPR Kalde/Hidros Gri d20x1/2F | buc | Kalde | 18.09
24512 | Cot FI PPR Kalde/Hidros Gri d32x1F | buc | Kalde | 29.47
24511 | Cot FI PPR Kalde/Hidros Gri d32x3/4F | buc | Kalde | 34.13
1047 | Cot FI PPR FV PLAST d20x1/2F | buc | FV PLAST | 41
1048 | Cot FI PPR FV PLAST d20x3/4F | buc | FV PLAST | 48.59
1049 | Cot FI PPR FV PLAST d25x1/2F | buc | FV PLAST | 50.43
1050 | Cot FI PPR FV PLAST d25x3/4F | buc | FV PLAST | 59.45
1051 | Cot FI PPR FV PLAST d32x1F | buc | FV PLAST | 97.79
13396 | Cot la 45 d20 intern/extern ppr SI | buc | FV PLAST | 2.46
22908 | Cot la 45 PPR Kalde/Hidros Alb d20 | buc | Kalde | 2.61
22910 | Cot la 45 PPR Kalde/Hidros Alb d25 | buc | Kalde | 3.92
22912 | Cot la 45 PPR Kalde/Hidros Alb d32 | buc | Kalde | 9.88
23167 | Cot la 45 PPR Kalde/Hidros Alb d40 | buc | Kalde | 19.58
22923 | Cot la 45 PPR Kalde/Hidros Gri d20 | buc | Kalde | 2.61
22925 | Cot la 45 PPR Kalde/Hidros Gri d25 | buc | Kalde | 3.92
22927 | Cot la 45 PPR Kalde/Hidros Gri d32 | buc | Kalde | 9.88
23176 | Cot la 45 PPR Kalde/Hidros Gri d40 | buc | Kalde | 18.28
23519 | Cot la 45 PPR Kalde/Hidros Gri d50 | buc | Kalde | 33.57
23520 | Cot la 45 PPR Kalde/Hidros Gri d63 | buc | Kalde | 58.75
1016 | Cot la 45 PPR FV PLAST d20 | buc | FV PLAST | 4.72
1109 | Cot la 45 PPR FV PLAST d20 int./ext. | buc | FV PLAST | 5.13
1017 | Cot la 45 PPR FV PLAST d25 | buc | FV PLAST | 6.15
1018 | Cot la 45 PPR FV PLAST d32 | buc | FV PLAST | 11.69
1108 | Cot la 45 PPR FV PLAST d40 | buc | FV PLAST | 21.73
11138 | Cot la 45 PPR FV PLAST d50 | buc | FV PLAST | 42.64
11139 | Cot la 45 PPR FV PLAST d63 | buc | FV PLAST | 73.39
21227 | Cot la 45 PPR FV PLAST d75 | buc | FV PLAST | 196.19
21228 | Cot la 45 PPR FV PLAST d90 | buc | FV PLAST | 312.01
22481 | Cot la 90 piulita metal Kalde/Hidros Alb d20x1/2F | buc | Kalde | 20.14
22482 | Cot la 90 piulita metal Kalde/Hidros Alb d25x3/4F | buc | Kalde | 32.64
22945 | Cot la 90 piulita metal Kalde/Hidros Gri d20x1/2F | buc | Kalde | 20.14
22484 | Cot la 90 piulita metal Kalde/Hidros Gri d25x3/4F | buc | Kalde | 32.64
1090 | Cot la 90 piulita metal PPR FV PLAST d20x1/2F | buc | FV PLAST | 29.32
1091 | Cot la 90 piulita metal PPR FV PLAST d20x3/4F | buc | FV PLAST | 33.21
11228 | Cot la 90 piulita metal PPR FV PLAST d25x3/4F | buc | FV PLAST | 43.26
22476 | Cot la 90 PPR Kalde/Hidros Alb d20 | buc | Kalde | 2.24
22909 | Cot la 90 PPR Kalde/Hidros Alb d25 | buc | Kalde | 3.73
22911 | Cot la 90 PPR Kalde/Hidros Alb d32 | buc | Kalde | 9.33
23166 | Cot la 90 PPR Kalde/Hidros Alb d40 | buc | Kalde | 21.45
22478 | Cot la 90 PPR Kalde/Hidros Gri d20 | buc | Kalde | 2.61
22924 | Cot la 90 PPR Kalde/Hidros Gri d25 | buc | Kalde | 3.73
22926 | Cot la 90 PPR Kalde/Hidros Gri d32 | buc | Kalde | 9.33
22928 | Cot la 90 PPR Kalde/Hidros Gri d40 | buc | Kalde | 22.38
22929 | Cot la 90 PPR Kalde/Hidros Gri d50 | buc | Kalde | 41.03
24491 | Cot la 90 PPR Kalde/Hidros Gri d63 | buc | Kalde | 67.51
12111 | Cot la 90 PPR FV PLAST d110 | buc | FV PLAST | 366.75
19801 | Cot la 90 PPR FV PLAST d16 | buc | FV PLAST | 3.49
1013 | Cot la 90 PPR FV PLAST d20 | buc | FV PLAST | 4.1
1083 | Cot la 90 PPR FV PLAST d20 int./ext. | buc | FV PLAST | 1.85
1014 | Cot la 90 PPR FV PLAST d25 | buc | FV PLAST | 5.33
1084 | Cot la 90 PPR FV PLAST d25 int./ext. | buc | FV PLAST | 2.67
1015 | Cot la 90 PPR FV PLAST d32 | buc | FV PLAST | 8.61
1085 | Cot la 90 PPR FV PLAST d40 | buc | FV PLAST | 18.04
11076 | Cot la 90 PPR FV PLAST d50 | buc | FV PLAST | 41.62
11077 | Cot la 90 PPR FV PLAST d63 | buc | FV PLAST | 65.19
12085 | Cot la 90 PPR FV PLAST d75 | buc | FV PLAST | 132.23
21226 | Cot la 90 PPR FV PLAST d90 | buc | FV PLAST | 251.33
11327 | Cot reducere PPR FV PLAST d25/20 | buc | FV PLAST | 11.07
22489 | Cot redus la 90 PPR Kalde/Hidros Alb d25/20 | buc | Kalde | 10.26
22490 | Cot redus la 90 PPR Kalde/Hidros Gri d25/20 | buc | Kalde | 10.26
1100 | Cruce PPR FV PLAST d20 | buc | FV PLAST | 12.1
1101 | Cruce PPR FV PLAST d25 | buc | FV PLAST | 12.92
22473 | Dop FE PPR Kalde/Hidros Alb 1/2M | buc | Kalde | 2.8
22472 | Dop FE PPR Kalde/Hidros Gri 1/2M | buc | Kalde | 2.8
23198 | Dop PPR Kalde/Hidros Alb d20 | buc | Kalde | 2.24
23199 | Dop PPR Kalde/Hidros Alb d25 | buc | Kalde | 2.24
23200 | Dop PPR Kalde/Hidros Alb d32 | buc | Kalde | 4.29
23201 | Dop PPR Kalde/Hidros Alb d40 | buc | Kalde | 11.56
23202 | Dop PPR Kalde/Hidros Gri d20 | buc | Kalde | 2.61
23203 | Dop PPR Kalde/Hidros Gri d25 | buc | Kalde | 2.24
23204 | Dop PPR Kalde/Hidros Gri d32 | buc | Kalde | 4.29
1026 | Dop PPR FV PLAST d20 | buc | FV PLAST | 3.28
14251 | Dop PPR FV PLAST d20 intern | buc | FV PLAST | 8.61
1027 | Dop PPR FV PLAST d25 | buc | FV PLAST | 10.05
14252 | Dop PPR FV PLAST d25 intern | buc | FV PLAST | 5.13
1028 | Dop PPR FV PLAST d32 | buc | FV PLAST | 12.3
1128 | Dop PPR FV PLAST d40 | buc | FV PLAST | 17.63
11096 | Dop PPR FV PLAST d50 | buc | FV PLAST | 37.31
11097 | Dop PPR FV PLAST d63 | buc | FV PLAST | 46.74
22493 | Filtru PPR Kalde/Hidros Alb d20 | buc | Kalde | 48.49
22494 | Filtru PPR Kalde/Hidros Alb d25 | buc | Kalde | 67.14
22495 | Filtru PPR Kalde/Hidros Alb d32 | buc | Kalde | 130.55
22496 | Filtru PPR Kalde/Hidros Gri d20 | buc | Kalde | 50.17
22497 | Filtru PPR Kalde/Hidros Gri d25 | buc | Kalde | 65.28
22498 | Filtru PPR Kalde/Hidros Gri d32 | buc | Kalde | 129.99
19950 | Filtru PPR FV PLAST d20 | buc | FV PLAST | 252.77
13623 | Filtru PPR FV PLAST d25 | buc | FV PLAST | 222.63
19951 | Filtru PPR FV PLAST d32 | buc | FV PLAST | 376.18
1120 | Legatura demontabila PPR FV PLAST d20 | buc | FV PLAST | 83.85
1121 | Legatura demontabila PPR FV PLAST d25 | buc | FV PLAST | 128.33
1122 | Legatura demontabila PPR FV PLAST d32 | buc | FV PLAST | 152.11
11095 | Legatura demontabila PPR FV PLAST d40 | buc | FV PLAST | 249.49
11144 | Legatura demontabila PPR FV PLAST d50 | buc | FV PLAST | 243.54
22502 | Mufa cu piulita PPR Kalde/Hidros Alb d20x1/2F | buc | Kalde | 21.63
22503 | Mufa cu piulita PPR Kalde/Hidros Alb d25x3/4F | buc | Kalde | 36.93
24510 | Mufa cu piulita PPR Kalde/Hidros Alb d32x1F | buc | Kalde | 93.25
22504 | Mufa cu piulita PPR Kalde/Hidros Gri d20x1/2F | buc | Kalde | 21.63
22505 | Mufa cu piulita PPR Kalde/Hidros Gri d25x3/4F | buc | Kalde | 37.3
24522 | Mufa cu piulita PPR Kalde/Hidros Gri d32x1F | buc | Kalde | 88.21
1123 | Mufa cu piulita PPR FV PLAST d20x1/2F | buc | FV PLAST | 27.68
1124 | Mufa cu piulita PPR FV PLAST d20x3/4F | buc | FV PLAST | 38.54
1126 | Mufa cu piulita PPR FV PLAST d25x1F | buc | FV PLAST | 59.86
1125 | Mufa cu piulita PPR FV PLAST d25x3/4F | buc | FV PLAST | 34.03
1127 | Mufa cu piulita PPR FV PLAST d32x1F | buc | FV PLAST | 62.73
11092 | Mufa cu piulita PPR FV PLAST d32x5/4F | buc | FV PLAST | 40.59
11093 | Mufa cu piulita PPR FV PLAST d40x6/4F | buc | FV PLAST | 84.46
11094 | Mufa cu piulita PPR FV PLAST d50x2F | buc | FV PLAST | 86.72
11111 | Mufa de trecere la furtun FI d20x3/4 (demont.) | buc | FV PLAST | 2.67
11112 | Mufa de trecere la furtun FI d25x1 (demont.) | buc | FV PLAST | 4.51
13418 | Mufa FE d75x2.5 ppr SI | buc | FV PLAST | 299.3
22509 | Mufa FE PPR Kalde/Hidros Alb d20x1/2M | buc | Kalde | 17.9
22510 | Mufa FE PPR Kalde/Hidros Alb d25x1/2M | buc | Kalde | 19.96
22549 | Mufa FE PPR Kalde/Hidros Alb d25x3/4M | buc | Kalde | 24.25
24507 | Mufa FE PPR Kalde/Hidros Alb d32x1/2M | buc | Kalde | 23.69
22511 | Mufa FE PPR Kalde/Hidros Alb d32x1M | buc | Kalde | 39.54
22512 | Mufa FE PPR Kalde/Hidros Alb d32x3/4M | buc | Kalde | 27.6
23516 | Mufa FE PPR Kalde/Hidros Alb d40x1 1/4M | buc | Kalde | 105
1052 | Mufa FE PPR FV PLAST d20x1/2M | buc | FV PLAST | 32.8
1053 | Mufa FE PPR FV PLAST d20x3/4M | buc | FV PLAST | 47.36
13877 | Mufa FE PPR FV PLAST d25x1/2M | buc | FV PLAST | 53.3
1055 | Mufa FE PPR FV PLAST d25x3/4M | buc | FV PLAST | 53.71
1056 | Mufa FE PPR FV PLAST d32x1M | buc | FV PLAST | 89.18
1118 | Mufa FE PPR FV PLAST d40x5/4M | buc | FV PLAST | 240.26
11088 | Mufa FE PPR FV PLAST d50x6/4M | buc | FV PLAST | 308.73
11089 | Mufa FE PPR FV PLAST d63x2M | buc | FV PLAST | 490.98
12212 | Mufa FE PPR FV PLAST d90x3M | buc | FV PLAST | 976.83
22514 | Mufa FE PPR Kalde/Hidros Gri d20x1/2M | buc | Kalde | 17.9
22515 | Mufa FE PPR Kalde/Hidros Gri d25x1/2M | buc | Kalde | 20.52
22516 | Mufa FE PPR Kalde/Hidros Gri d25x3/4M | buc | Kalde | 24.25
22518 | Mufa FE PPR Kalde/Hidros Gri d32x1M | buc | Kalde | 39.54
22517 | Mufa FE PPR Kalde/Hidros Gri d32x3/4M | buc | Kalde | 27.04
23194 | Mufa FE PPR Kalde/Hidros Gri d40*1 1/4M | buc | Kalde | 104.81
23515 | Mufa FE PPR Kalde/Hidros Gri d50*1 1/2M | buc | Kalde | 151.07
24519 | Mufa FE PPR Kalde/Hidros Gri d63x2M | buc | Kalde | 279.75
11148 | Mufa FI cu piulita PPR FV PLAST d20x1/2F | buc | FV PLAST | 61.91
14016 | Mufa FI cu piulita PPR FV PLAST d20x1F | buc | FV PLAST | 130.59
14015 | Mufa FI cu piulita PPR FV PLAST d20x3/4F | buc | FV PLAST | 71.96
14017 | Mufa FI cu piulita PPR FV PLAST d25x1F | buc | FV PLAST | 130.59
14018 | Mufa FI cu piulita PPR FV PLAST d32x5/4F | buc | FV PLAST | 194.55
1057 | Mufa FI PPR FV PLAST d20x1/2F | buc | FV PLAST | 28.7
1058 | Mufa FI PPR FV PLAST d20x3/4F | buc | FV PLAST | 43.46
1059 | Mufa FI PPR FV PLAST d25x1/2F | buc | FV PLAST | 37.31
1060 | Mufa FI PPR FV PLAST d25x3/4F | buc | FV PLAST | 45.51
1061 | Mufa FI PPR FV PLAST d32x1F | buc | FV PLAST | 82
1087 | Mufa FI PPR FV PLAST d40x5/4F | buc | FV PLAST | 246
11090 | Mufa FI PPR FV PLAST d50x6/4F | buc | FV PLAST | 346.04
11091 | Mufa FI PPR FV PLAST d63x2F | buc | FV PLAST | 399.55
22513 | Mufa FI PPR Kalde/Hidros Alb d20x1/2F | buc | Kalde | 17.53
22523 | Mufa FI PPR Kalde/Hidros Alb d25x3/4F | buc | Kalde | 20.52
24506 | Mufa FI PPR Kalde/Hidros Alb d32x1/2F | buc | Kalde | 29.47
23189 | Mufa FI PPR Kalde/Hidros Alb d32x1F | buc | Kalde | 32.08
22524 | Mufa FI PPR Kalde/Hidros Alb d32x3/4F | buc | Kalde | 25.18
22526 | Mufa FI PPR Kalde/Hidros Alb d40x11/4F | buc | Kalde | 102.02
22519 | Mufa FI PPR Kalde/Hidros Gri d20x1/2F | buc | Kalde | 17.53
22520 | Mufa FI PPR Kalde/Hidros Gri d25x1/2F | buc | Kalde | 19.58
22521 | Mufa FI PPR Kalde/Hidros Gri d25x3/4F | buc | Kalde | 20.52
23193 | Mufa FI PPR Kalde/Hidros Gri d32x1F | buc | Kalde | 32.08
22522 | Mufa FI PPR Kalde/Hidros Gri d32x3/4F | buc | Kalde | 25.18
22525 | Mufa FI PPR Kalde/Hidros Gri d40x11/4F | buc | Kalde | 102.58
24517 | Mufa FI PPR Kalde/Hidros Gri d50x11/2F | buc | Kalde | 127.38
24518 | Mufa FI PPR Kalde/Hidros Gri d63x2F | buc | Kalde | 186.13
11110 | Mufa GARDEN FI d20x1 | buc | FV PLAST | 4.72
11109 | Mufa GARDEN FV PLAST d20x3/4F | buc | FV PLAST | 2.67
12110 | Mufa PPR FV PLAST d110 | buc | FV PLAST | 187.37
1029 | Mufa PPR FV PLAST d20 | buc | FV PLAST | 3.69
1030 | Mufa PPR FV PLAST d25 | buc | FV PLAST | 4.92
1031 | Mufa PPR FV PLAST d32 | buc | FV PLAST | 6.97
1032 | Mufa PPR FV PLAST d40 | buc | FV PLAST | 13.33
11078 | Mufa PPR FV PLAST d50 | buc | FV PLAST | 25.63
11079 | Mufa PPR FV PLAST d63 | buc | FV PLAST | 43.05
12086 | Mufa PPR FV PLAST d75 | buc | FV PLAST | 90.82
21225 | Mufa PPR FV PLAST d90 | buc | FV PLAST | 100.25
22913 | Mufa PPR Kalde/Hidros Alb d20 | buc | Kalde | 1.87
22914 | Mufa PPR Kalde/Hidros Alb d25 | buc | Kalde | 2.61
22915 | Mufa PPR Kalde/Hidros Alb d32 | buc | Kalde | 6.15
23168 | Mufa PPR Kalde/Hidros Alb d40 | buc | Kalde | 11.75
22930 | Mufa PPR Kalde/Hidros Gri d20 | buc | Kalde | 1.87
22931 | Mufa PPR Kalde/Hidros Gri d25 | buc | Kalde | 2.61
22932 | Mufa PPR Kalde/Hidros Gri d32 | buc | Kalde | 6.15
22933 | Mufa PPR Kalde/Hidros Gri d40 | buc | Kalde | 12.12
22934 | Mufa PPR Kalde/Hidros Gri d50 | buc | Kalde | 21.45
24492 | Mufa PPR Kalde/Hidros Gri d63 | buc | Kalde | 38.23
12109 | Mufa reducere PPR FV PLAST d110/90 int./ext. | buc | FV PLAST | 199.67
19798 | Mufa reducere PPR FV PLAST d20/16 int./ext. | buc | FV PLAST | 3.69
1112 | Mufa reducere PPR FV PLAST d25/20 int./ext. | buc | FV PLAST | 4.72
1113 | Mufa reducere PPR FV PLAST d32/20 int./ext. | buc | FV PLAST | 6.36
1114 | Mufa reducere PPR FV PLAST d32/25 int./ext. | buc | FV PLAST | 7.18
1115 | Mufa reducere PPR FV PLAST d40/20 int./ext. | buc | FV PLAST | 9.84
1116 | Mufa reducere PPR FV PLAST d40/25 int./ext. | buc | FV PLAST | 8.82
1117 | Mufa reducere PPR FV PLAST d40/32 int./ext. | buc | FV PLAST | 9.23
11080 | Mufa reducere PPR FV PLAST d50/32 int./ext. | buc | FV PLAST | 18.04
11081 | Mufa reducere PPR FV PLAST d50/40 int./ext. | buc | FV PLAST | 17.63
11082 | Mufa reducere PPR FV PLAST d63/25 int./ext. | buc | FV PLAST | 28.09
11083 | Mufa reducere PPR FV PLAST d63/32 int./ext. | buc | FV PLAST | 21.12
11084 | Mufa reducere PPR FV PLAST d63/40 int./ext. | buc | FV PLAST | 31.78
11085 | Mufa reducere PPR FV PLAST d63/50 int./ext. | buc | FV PLAST | 37.93
12084 | Mufa reducere PPR FV PLAST d75/63 int./ext. | buc | FV PLAST | 76.26
12107 | Mufa reducere PPR FV PLAST d90/63 int./ext. | buc | FV PLAST | 95.53
12108 | Mufa reducere PPR FV PLAST d90/75 int./ext. | buc | FV PLAST | 85.49
23169 | Mufa reducere PPR Kalde/Hidros Alb d25-20 | buc | Kalde | 4.66
23171 | Mufa reducere PPR Kalde/Hidros Alb d32-25 | buc | Kalde | 7.46
23170 | Mufa reducere PPR Kalde/Hidros Alb d32/20 | buc | Kalde | 9.33
24041 | Mufa reducere PPR Kalde/Hidros Alb d32/25 | buc | Kalde | 7.83
23172 | Mufa reducere PPR Kalde/Hidros Alb d40/20 | buc | Kalde | 11.56
23173 | Mufa reducere PPR Kalde/Hidros Alb d40/25 | buc | Kalde | 11.56
22935 | Mufa reducere PPR Kalde/Hidros Gri d25/20 | buc | Kalde | 4.66
23177 | Mufa reducere PPR Kalde/Hidros Gri d25/20 | buc | Kalde | 1.87
23178 | Mufa reducere PPR Kalde/Hidros Gri d32/20 | buc | Kalde | 9.33
22936 | Mufa reducere PPR Kalde/Hidros Gri d32/25 | buc | Kalde | 7.46
23179 | Mufa reducere PPR Kalde/Hidros Gri d32/25 | buc | Kalde | 7.46
23180 | Mufa reducere PPR Kalde/Hidros Gri d40/20 | buc | Kalde | 11.56
23181 | Mufa reducere PPR Kalde/Hidros Gri d40/25 | buc | Kalde | 11.56
22937 | Mufa reducere PPR Kalde/Hidros Gri d40/32 | buc | Kalde | 8.39
23521 | Mufa reducere PPR Kalde/Hidros Gri d50/40 | buc | Kalde | 18.09
23522 | Mufa reducere PPR Kalde/Hidros Gri d63/32 | buc | Kalde | 29.47
1036 | Ocolire PPR FV PLAST d20 | buc | FV PLAST | 19.27
1037 | Ocolire PPR FV PLAST d25 | buc | FV PLAST | 21.12
1038 | Ocolire PPR FV PLAST d32 | buc | FV PLAST | 33.21
1129 | Ocolire PPR FV PLAST d40 | buc | FV PLAST | 52.28
22530 | Ocolire PPR Kalde/Hidros Alb d20 | buc | Kalde | 9.7
22531 | Ocolire PPR Kalde/Hidros Alb d25 | buc | Kalde | 15.11
22532 | Ocolire PPR Kalde/Hidros Alb d32 | buc | Kalde | 32.64
22533 | Ocolire PPR Kalde/Hidros Alb FF d20 | buc | Kalde | 6.15
22534 | Ocolire PPR Kalde/Hidros Alb FF d25 | buc | Kalde | 11.56
22535 | Ocolire PPR Kalde/Hidros Alb FF d32 | buc | Kalde | 22.75
22536 | Ocolire PPR Kalde/Hidros Gri d20 | buc | Kalde | 9.7
22538 | Ocolire PPR Kalde/Hidros Gri d25 | buc | Kalde | 15.11
22540 | Ocolire PPR Kalde/Hidros Gri d32 | buc | Kalde | 32.64
22537 | Ocolire PPR Kalde/Hidros Gri FF d20 | buc | Kalde | 5.6
22539 | Ocolire PPR Kalde/Hidros Gri FF d25 | buc | Kalde | 11.56
22541 | Ocolire PPR Kalde/Hidros Gri FF d32 | buc | Kalde | 22.38
16334 | Olandez FE PPR FV PLAST d20x1/2M | buc | FV PLAST | 73.8
16335 | Olandez FE PPR FV PLAST d25x3/4M | buc | FV PLAST | 118.9
16336 | Olandez FE PPR FV PLAST d32x1M | buc | FV PLAST | 145.55
16337 | Olandez FE PPR FV PLAST d40x5/4M | buc | FV PLAST | 333.13
14326 | Olandez FE PPR FV PLAST d50x6/4M | buc | FV PLAST | 502.25
14013 | Olandez FE PPR FV PLAST d63x2M | buc | FV PLAST | 984
22542 | Olandez FE PPR Kalde/Hidros Alb 20x1/2M | buc | Kalde | 36.18
24529 | Olandez FE PPR Kalde/Hidros Alb 25x3/4M | buc | Kalde | 59.68
23513 | Olandez FE PPR Kalde/Hidros Alb 32x1M | buc | Kalde | 108.17
24530 | Olandez FE PPR Kalde/Hidros Alb 40x11/4M | buc | Kalde | 143.98
22547 | Olandez FE PPR Kalde/Hidros Gri 20x1/2M | buc | Kalde | 36.18
22548 | Olandez FE PPR Kalde/Hidros Gri 25x3/4M | buc | Kalde | 59.68
22474 | Olandez FE PPR Kalde/Hidros Gri 32x1M | buc | Kalde | 80.2
24532 | Olandez FE PPR Kalde/Hidros Gri 40x11/4M | buc | Kalde | 143.98
25422 | Olandez FE PPR Kalde/Hidros Gri 50x11/2M | buc | Kalde | 289.08
25423 | Olandez FE PPR Kalde/Hidros Gri 63x2M | buc | Kalde | 495.9
16338 | Olandez FI PPR FV PLAST d20x1/2F | buc | FV PLAST | 64.58
16339 | Olandez FI PPR FV PLAST d25x3/4F | buc | FV PLAST | 98.4
16340 | Olandez FI PPR FV PLAST d32x1F | buc | FV PLAST | 123
16341 | Olandez FI PPR FV PLAST d40x5/4F | buc | FV PLAST | 284.95
14327 | Olandez FI PPR FV PLAST d50x6/4F | buc | FV PLAST | 410.62
14014 | Olandez FI PPR FV PLAST d63x2F | buc | FV PLAST | 881.5
23514 | Olandez FI PPR Kalde/Hidros Alb 20x1/2F | buc | Kalde | 33.94
22543 | Olandez FI PPR Kalde/Hidros Alb 25x3/4F | buc | Kalde | 61.55
24527 | Olandez FI PPR Kalde/Hidros Alb 32x1F | buc | Kalde | 83.93
24528 | Olandez FI PPR Kalde/Hidros Alb 40x11/4F | buc | Kalde | 131.48
22544 | Olandez FI PPR Kalde/Hidros Gri 20x1/2F | buc | Kalde | 33.94
22545 | Olandez FI PPR Kalde/Hidros Gri 25x3/4F | buc | Kalde | 60.61
22546 | Olandez FI PPR Kalde/Hidros Gri 32x1F | buc | Kalde | 90.08
24531 | Olandez FI PPR Kalde/Hidros Gri 40x11/4F | buc | Kalde | 130.55
25424 | Olandez FI PPR Kalde/Hidros Gri 50x11/2F | buc | Kalde | 235.92
25425 | Olandez FI PPR Kalde/Hidros Gri 63x2F | buc | Kalde | 439.21
19799 | Reductie PPR FV PLAST d20/16 | buc | FV PLAST | 3.69
1033 | Reductie PPR FV PLAST d25/20 | buc | FV PLAST | 5.54
1034 | Reductie PPR FV PLAST d32/20 | buc | FV PLAST | 5.54
1035 | Reductie PPR FV PLAST d32/25 | buc | FV PLAST | 6.15
1138 | Reductie PPR FV PLAST d40/32 & (d63/32) | buc | FV PLAST | 21.12
12081 | Reductie PPR FV PLAST d50/40 | buc | FV PLAST | 31.78
12082 | Reductie PPR FV PLAST d63/50 | buc | FV PLAST | 47.36
23518 | Reductie PPR Kalde/Hidros Alb d25/20 | buc | Kalde | 4.66
1092 | Teu cu piulita PPR FV PLAST d20x3/4Fx20 | buc | FV PLAST | 11.48
1093 | Teu cu piulita PPR FV PLAST d25x3/4Fx25 | buc | FV PLAST | 12.1
1095 | Teu cu piulita PPR FV PLAST d32x1Fx32 | buc | FV PLAST | 22.55
1094 | Teu cu piulita PPR FV PLAST d32x3/4Fx32 | buc | FV PLAST | 13.94
1067 | Teu FE PPR FV PLAST d20x1/2M | buc | FV PLAST | 52.89
1068 | Teu FE PPR FV PLAST d20x3/4M | buc | FV PLAST | 26.65
1069 | Teu FE PPR FV PLAST d25x1/2M | buc | FV PLAST | 52.69
1070 | Teu FE PPR FV PLAST d25x3/4M | buc | FV PLAST | 71.34
1062 | Teu FI PPR FV PLAST d20x1/2F | buc | FV PLAST | 43.26
1063 | Teu FI PPR FV PLAST d20x3/4F | buc | FV PLAST | 20.3
1064 | Teu FI PPR FV PLAST d25x1/2F | buc | FV PLAST | 46.13
1065 | Teu FI PPR FV PLAST d25x3/4F | buc | FV PLAST | 58.43
1066 | Teu FI PPR FV PLAST d32x1F | buc | FV PLAST | 103.53
23190 | Teu FI PPR Kalde/Hidros Alb d20-1/2F | buc | Kalde | 20.89
23191 | Teu FI PPR Kalde/Hidros Alb d25-1/2F | buc | Kalde | 21.45
23192 | Teu FI PPR Kalde/Hidros Alb d32-1/2F | buc | Kalde | 48.12
24509 | Teu FI PPR Kalde/Hidros Alb d32-1F | buc | Kalde | 40.47
24508 | Teu FI PPR Kalde/Hidros Alb d32-3/4F | buc | Kalde | 31.33
23195 | Teu FI PPR Kalde/Hidros Gri d20*1/2F | buc | Kalde | 20.89
23196 | Teu FI PPR Kalde/Hidros Gri d25*1/2F | buc | Kalde | 21.45
24521 | Teu FI PPR Kalde/Hidros Gri d32-1F | buc | Kalde | 40.47
24520 | Teu FI PPR Kalde/Hidros Gri d32-3/4F | buc | Kalde | 31.33
23197 | Teu FI PPR Kalde/Hidros Gri d32*1/2F | buc | Kalde | 48.12
12113 | Teu PPR FV PLAST d110 | buc | FV PLAST | 445.06
1019 | Teu PPR FV PLAST d20 | buc | FV PLAST | 4.92
1020 | Teu PPR FV PLAST d25 | buc | FV PLAST | 6.36
1021 | Teu PPR FV PLAST d32 | buc | FV PLAST | 12.3
1022 | Teu PPR FV PLAST d40 | buc | FV PLAST | 18.45
11086 | Teu PPR FV PLAST d50 | buc | FV PLAST | 44.49
11087 | Teu PPR FV PLAST d63 | buc | FV PLAST | 70.93
12112 | Teu PPR FV PLAST d75 | buc | FV PLAST | 163.39
22588 | Teu PPR Kalde/Hidros Alb d20 | buc | Kalde | 3.73
22916 | Teu PPR Kalde/Hidros Alb d25 | buc | Kalde | 5.6
22917 | Teu PPR Kalde/Hidros Alb d32 | buc | Kalde | 14.92
22918 | Teu PPR Kalde/Hidros Alb d40 | buc | Kalde | 27.6
22589 | Teu PPR Kalde/Hidros Gri d20 | buc | Kalde | 3.73
22938 | Teu PPR Kalde/Hidros Gri d25 | buc | Kalde | 5.6
22939 | Teu PPR Kalde/Hidros Gri d32 | buc | Kalde | 14.92
22940 | Teu PPR Kalde/Hidros Gri d40 | buc | Kalde | 27.04
24493 | Teu PPR Kalde/Hidros Gri d50 | buc | Kalde | 46.07
24494 | Teu PPR Kalde/Hidros Gri d63 | buc | Kalde | 87.1
14133 | Teu redus PPR FV PLAST d20-16-20 | buc | FV PLAST | 5.33
14250 | Teu redus PPR FV PLAST d20-25-20 | buc | FV PLAST | 12.92
11976 | Teu redus PPR FV PLAST d25-20-20 | buc | FV PLAST | 12.3
1023 | Teu redus PPR FV PLAST d25-20-25 | buc | FV PLAST | 6.36
1024 | Teu redus PPR FV PLAST d32-20-32 | buc | FV PLAST | 13.94
1025 | Teu redus PPR FV PLAST d32-25-32 | buc | FV PLAST | 15.99
1110 | Teu redus PPR FV PLAST d40-20-40 | buc | FV PLAST | 30.34
1111 | Teu redus PPR FV PLAST d40-25-40 | buc | FV PLAST | 31.16
1086 | Teu redus PPR FV PLAST d40-32-40 | buc | FV PLAST | 30.34
11140 | Teu redus PPR FV PLAST d50-25-50 | buc | FV PLAST | 48.79
11141 | Teu redus PPR FV PLAST d50-32-50 | buc | FV PLAST | 44.49
11328 | Teu redus PPR FV PLAST d50-40-50 | buc | FV PLAST | 45.51
11142 | Teu redus PPR FV PLAST d63-32-63 | buc | FV PLAST | 96.76
11143 | Teu redus PPR FV PLAST d63-40-63 | buc | FV PLAST | 94.3
21229 | Teu redus PPR FV PLAST d90-63-90 | buc | FV PLAST | 422.92
22919 | Teu redus PPR Kalde/Hidros Alb d25-20-20 | buc | Kalde | 6.34
22920 | Teu redus PPR Kalde/Hidros Alb d25-20-25 | buc | Kalde | 5.97
23174 | Teu redus PPR Kalde/Hidros Alb d32-20-32 | buc | Kalde | 19.21
23175 | Teu redus PPR Kalde/Hidros Alb d32-25-32 | buc | Kalde | 19.21
22921 | Teu redus PPR Kalde/Hidros Alb d40-20-40 | buc | Kalde | 25.18
22922 | Teu redus PPR Kalde/Hidros Alb d40-25-40 | buc | Kalde | 25.18
25239 | Teu redus PPR Kalde/Hidros Alb d40-32-40 | buc | Kalde | 33.57
22941 | Teu redus PPR Kalde/Hidros Gri d25-20-20 | buc | Kalde | 6.34
22942 | Teu redus PPR Kalde/Hidros Gri d25-20-25 | buc | Kalde | 5.97
23182 | Teu redus PPR Kalde/Hidros Gri d32-20-32 | buc | Kalde | 18.65
23183 | Teu redus PPR Kalde/Hidros Gri d32-25-32 | buc | Kalde | 19.21
23184 | Teu redus PPR Kalde/Hidros Gri d40-20-40 | buc | Kalde | 25.18
24495 | Teu redus PPR Kalde/Hidros Gri d40-25-40 | buc | Kalde | 31.33
22943 | Teu redus PPR Kalde/Hidros Gri d40-32-40 | buc | Kalde | 31.71
24496 | Teu redus PPR Kalde/Hidros Gri d50-25-50 | buc | Kalde | 58.75
22944 | Teu redus PPR Kalde/Hidros Gri d50-32-50 | buc | Kalde | 59.68
24497 | Teu redus PPR Kalde/Hidros Gri d63-20-63 | buc | Kalde | 78.33
24498 | Teu redus PPR Kalde/Hidros Gri d63-25-63 | buc | Kalde | 78.33
24499 | Teu redus PPR Kalde/Hidros Gri d63-32-63 | buc | Kalde | 84.3
24500 | Teu redus PPR Kalde/Hidros Gri d63-40-63 | buc | Kalde | 97.91
FITINGURI PRESS PEXAL
22267 | Caseta IVAR 1 circuit IC-BOX 2 cromata | buc | IVAR | 2152.5
23463 | Caseta IVAR 1 circuit IC-BOX 1 alba | buc | IVAR | 2202.11
22266 | Caseta IVAR 1 circuit IC-BOX 2 alba | buc | IVAR | 2152.5
17142 | Cot cu fix. dublu IVAR press d16x1/2F (513024) | buc | IVAR | 343.17
17139 | Cot cu fix. IVAR FI press d16*1/2F (513001) | buc | IVAR | 119.93
17123 | Cot FE IVAR press d16*1/2M (511001) | buc | IVAR | 73.39
17124 | Cot FE IVAR press d20*1/2M (511002) | buc | IVAR | 83.85
17125 | Cot FE IVAR press d20*3/4M (511003) | buc | IVAR | 102.5
17126 | Cot FI IVAR press d16*1/2F (511005) | buc | IVAR | 68.68
17127 | Cot FI IVAR press d20*1/2F (511006) | buc | IVAR | 83.85
17128 | Cot FI IVAR press d20*3/4F (511007) | buc | IVAR | 93.28
17121 | Cot T-T IVAR press d16 (511009) | buc | IVAR | 91.23
17122 | Cot T-T IVAR press d20 (511010) | buc | IVAR | 111.73
20918 | Cot T-T IVAR press d26 (511011) | buc | IVAR | 164
17140 | Mufa demontabila IVAR FI press d16*1/2F (510085) | buc | IVAR | 71.75
17141 | Mufa demontabila IVAR FI press d20*3/4F (510078) | buc | IVAR | 92.25
12559 | Mufa demontabila RIFENG FE press d16*1/2M | buc | RIFENG | 14.17
12560 | Mufa demontabila RIFENG FE press d20*3/4M | buc | RIFENG | 19.77
11568 | Mufa demontabila RIFENG FI press d25*1F | buc | RIFENG | 13.99
11178 | Mufa demontabila RIFENG FI pressd20*3/4F | buc | RIFENG | 12.87
17111 | Mufa FE IVAR press d16*1/2M (510001) | buc | IVAR | 61.5
17112 | Mufa FE IVAR press d20*1/2M (510002) | buc | IVAR | 74.83
17113 | Mufa FE IVAR press d20*3/4M (510003) | buc | IVAR | 86.1
20923 | Mufa FE IVAR press d26*1M (510044) | buc | IVAR | 142.48
20924 | Mufa FE IVAR press d26*3/4M (510004) | buc | IVAR | 106.6
17114 | Mufa FI IVAR press d16*1/2F (510011) | buc | IVAR | 66.63
17115 | Mufa FI IVAR press d16*3/4F (510109) | buc | IVAR | 74.21
17116 | Mufa FI IVAR press d20*1/2F (510012) | buc | IVAR | 71.75
17117 | Mufa FI IVAR press d20*3/4F (510013) | buc | IVAR | 86.1
20917 | Mufa FI IVAR press d26*1F (510047) | buc | IVAR | 128.13
20916 | Mufa FI IVAR press d26*3/4F (510014) | buc | IVAR | 102.5
17120 | Mufa reducere IVAR press d20/16 (510008) | buc | IVAR | 92.46
20921 | Mufa reducere IVAR press d26/20 (510010) | buc | IVAR | 127.72
17118 | Mufa T-T IVAR press d16 (510005) | buc | IVAR | 73.8
17119 | Mufa T-T IVAR press d20 (510006) | buc | IVAR | 97.38
20922 | Mufa T-T IVAR press d26 (510007) | buc | IVAR | 130.79
17135 | Teu FE IVAR press d16*1/2M*16 (512029) | buc | IVAR | 128.74
17138 | Teu FE IVAR press d20*1/2M*20 (512030) | buc | IVAR | 141.66
17136 | Teu FI IVAR press d16*1/2F*16 (512022) | buc | IVAR | 123
17137 | Teu FI IVAR press d20*1/2F*20 (512027) | buc | IVAR | 140.43
17131 | Teu reducere IVAR press d16/20/16 (512013) | buc | IVAR | 137.76
17132 | Teu reducere IVAR press d20/16/16 (512009) | buc | IVAR | 143.5
17133 | Teu reducere IVAR press d20/16/20 (512004) | buc | IVAR | 147.6
17134 | Teu reducere IVAR press d20/20/16 (512007) | buc | IVAR | 142.27
23066 | Teu reducere IVAR press d26/16/26 | buc | IVAR | 215.25
20920 | Teu reducere IVAR press d26/20/26 (512006) | buc | IVAR | 223.45
11354 | Teu reducere RIFENG press d16/16/20 | buc | RIFENG | 18.28
11564 | Teu reducere RIFENG press d16/20/16 | buc | RIFENG | 15.11
11173 | Teu reducere RIFENG press d16/25/16 | buc | RIFENG | 19.77
5034 | Teu reducere RIFENG press d20/16/20 | buc | RIFENG | 15.29
11565 | Teu reducere RIFENG press d20/20/16 | buc | RIFENG | 15.67
11174 | Teu reducere RIFENG press d20/25/20 | buc | RIFENG | 21.45
11557 | Teu reducere RIFENG press d25-25-20 | buc | RIFENG | 25.55
5035 | Teu reducere RIFENG press d25/16/25 | buc | RIFENG | 22.19
5037 | Teu reducere RIFENG press d25/20/20 | buc | RIFENG | 21.07
5036 | Teu reducere RIFENG press d25/20/25 | buc | RIFENG | 24.06
11566 | Teu reducere RIFENG press d25/25/20 | buc | RIFENG | 28.16
11175 | Teu reducere RIFENG press d25/32/25 | buc | RIFENG | 32.45
5038 | Teu reducere RIFENG press d32/16/32 | buc | RIFENG | 30.4
5039 | Teu reducere RIFENG press d32/20/32 | buc | RIFENG | 22.57
11567 | Teu reducere RIFENG press d32/25/32 | buc | RIFENG | 38.61
17129 | Teu T-T-T IVAR press d16 (512001) | buc | IVAR | 115.83
17130 | Teu T-T-T IVAR press d20 (512002) | buc | IVAR | 157.85
20919 | Teu T-T-T IVAR press d26 (512003) | buc | IVAR | 246
5031 | Teu T-T-T RIFENG press d20 | buc | RIFENG | 17.34
5032 | Teu T-T-T RIFENG press d25 | buc | RIFENG | 22.38
5033 | Teu T-T-T RIFENG press d32 | buc | RIFENG | 40.47
FITINGURI SUDURA METAL
17419 | Cot otel d15*2.6 SNT | buc | METROTERM | 7.5
17420 | Cot otel d20*2.6 SNT | buc | METROTERM | 10
17421 | Cot otel d25*3.0 SNT | buc | METROTERM | 12
17422 | Cot otel d32*3.2 SNT | buc | METROTERM | 17
17423 | Cot otel d48*3.2 SNT | buc | METROTERM | 23
17424 | Cot otel d57*3.5 SNT | buc | METROTERM | 35
25569 | Cot otel d76*3.5 SNT | buc | METROTERM | 86.4
22146 | Cot otel DN108 / 325 | buc | METROTERM | 153.45
21899 | Cot otel DN15 / 24 | buc | METROTERM | 9.12
18045 | Cot otel sudura 90 1/2" | buc | METROTERM | 8.2
18066 | Cot otel sudura 90 11/2" | buc | METROTERM | 24.48
18061 | Cot otel sudura 90 11/4" | buc | METROTERM | 26
18072 | Cot otel sudura 90 2" | buc | METROTERM | 39.21
21683 | Cot otel sudura 90 21/2" | buc | METROTERM | 85.69
18047 | Cot otel sudura 90 3/4" | buc | METROTERM | 10.34
17413 | Filet metal d15 SNT | buc | METROTERM | 4
17414 | Filet metal d20 SNT | buc | METROTERM | 5.5
17415 | Filet metal d25 SNT | buc | METROTERM | 7.5
17416 | Filet metal d32 SNT | buc | METROTERM | 8.5
17417 | Filet metal d40 SNT | buc | METROTERM | 12.5
17418 | Filet metal d50 SNT | buc | METROTERM | 16.5
21246 | Filet otel M DN15 / 17 | buc | METROTERM | 3.11
21306 | Filet otel M DN20 / 19 | buc | METROTERM | 4.48
21245 | Filet otel M DN25 / 20 | buc | METROTERM | 6.44
21247 | Filet otel M DN40 / 22 | buc | METROTERM | 11.75
23233 | Mufa otel sudura FI d15 SNT | buc | METROTERM | 10.25
23249 | Niplu otel egal MM 1" SET SNT | buc | METROTERM | 57.55
23247 | Niplu otel egal MM 1/2" SET SNT | buc | METROTERM | 31.55
20347 | Niplu otel egal MM 11/2" SET HS | buc | METROTERM | 33.24
23251 | Niplu otel egal MM 11/2" SET SNT | buc | METROTERM | 106.08
20345 | Niplu otel egal MM 11/4" SET HS | buc | METROTERM | 21.82
23250 | Niplu otel egal MM 11/4" SET SNT | buc | METROTERM | 77.23
23248 | Niplu otel egal MM 3/4" SET SNT | buc | METROTERM | 41.2
17425 | Niplu otel egal MM d15 | buc | METROTERM | 4.86
17426 | Niplu otel egal MM d20 | buc | METROTERM | 8.37
17427 | Niplu otel egal MM d25 | buc | METROTERM | 11.37
17428 | Niplu otel egal MM d32 | buc | METROTERM | 24
17429 | Niplu otel egal MM d40 | buc | METROTERM | 35.04
17395 | Niplu otel egal MM SET d15 | buc | METROTERM | 24.63
17396 | Niplu otel egal MM SET d20 | buc | METROTERM | 33.6
17397 | Niplu otel egal MM SET d25 | buc | METROTERM | 44.64
17398 | Niplu otel egal MM SET d32 | buc | METROTERM | 62.4
17399 | Niplu otel egal MM SET d40 | buc | METROTERM | 86.4
17400 | Niplu otel egal MM SET d50 | buc | METROTERM | 81.7
FITINGURII COMPRESIUNE POLIETILENA
13485 | Bransament PE PS PN10 d110x1/2F | buc | PO-EL-SAN | 28.35
12675 | Bransament PE PS PN10 d110x11/2F | buc | PO-EL-SAN | 46.63
12674 | Bransament PE PS PN10 d110x11/4F | buc | PO-EL-SAN | 35.06
12673 | Bransament PE PS PN10 d110x1F | buc | PO-EL-SAN | 28.72
12676 | Bransament PE PS PN10 d110x2F | buc | PO-EL-SAN | 48.12
12915 | Bransament PE PS PN10 d125x11/2F | buc | PO-EL-SAN | 38.42
12914 | Bransament PE PS PN10 d125x11/4F | buc | PO-EL-SAN | 36.93
13904 | Bransament PE PS PN10 d125x1F | buc | PO-EL-SAN | 36.74
12916 | Bransament PE PS PN10 d125x2F | buc | PO-EL-SAN | 38.98
13903 | Bransament PE PS PN10 d125x3/4F | buc | PO-EL-SAN | 36.55
13908 | Bransament PE PS PN10 d160x11/2F | buc | PO-EL-SAN | 60.8
13907 | Bransament PE PS PN10 d160x11/4F | buc | PO-EL-SAN | 73.11
13906 | Bransament PE PS PN10 d160x1F | buc | PO-EL-SAN | 73.11
13909 | Bransament PE PS PN10 d160x2F | buc | PO-EL-SAN | 99.59
13905 | Bransament PE PS PN10 d160x3/4F | buc | PO-EL-SAN | 98.85
14167 | Bransament PE PS PN10 d200x11/2F | buc | PO-EL-SAN | 124.4
14166 | Bransament PE PS PN10 d200x11/4F | buc | PO-EL-SAN | 129.24
14168 | Bransament PE PS PN10 d200x2F | buc | PO-EL-SAN | 97.17
14165 | Bransament PE PS PN10 d200x3/4F | buc | PO-EL-SAN | 120.11
12667 | Bransament PE PS PN10 d75x11/2F | buc | PO-EL-SAN | 45.51
12666 | Bransament PE PS PN10 d75x11/4F | buc | PO-EL-SAN | 45.51
12665 | Bransament PE PS PN10 d75x1F | buc | PO-EL-SAN | 23.5
12668 | Bransament PE PS PN10 d75x2F | buc | PO-EL-SAN | 45.51
12911 | Bransament PE PS PN10 d75x3/4F | buc | PO-EL-SAN | 21.63
12671 | Bransament PE PS PN10 d90x11/2F | buc | PO-EL-SAN | 33.76
12672 | Bransament PE PS PN10 d90x2F | buc | PO-EL-SAN | 52.78
12913 | Bransament PE PS PN10d110x3/4F | buc | PO-EL-SAN | 28.16
12653 | Bransament PE PS PN16 d32x1/2F | buc | PO-EL-SAN | 8.77
12654 | Bransament PE PS PN16 d32x3/4F | buc | PO-EL-SAN | 9.51
12655 | Bransament PE PS PN16 d40x1/2F | buc | PO-EL-SAN | 11.56
12656 | Bransament PE PS PN16 d40x3/4F | buc | PO-EL-SAN | 11.38
12657 | Bransament PE PS PN16 d50x1/2F | buc | PO-EL-SAN | 12.5
12658 | Bransament PE PS PN16 d50x3/4F | buc | PO-EL-SAN | 12.5
12660 | Bransament PE PS PN16 d63x1/2F | buc | PO-EL-SAN | 18.09
12664 | Bransament PE PS PN16 d63x11/2F | buc | PO-EL-SAN | 24.25
12663 | Bransament PE PS PN16 d63x11/4F | buc | PO-EL-SAN | 25.18
12662 | Bransament PE PS PN16 d63x1F | buc | PO-EL-SAN | 20.14
12661 | Bransament PE PS PN16 d63x3/4F | buc | PO-EL-SAN | 18.28
23256 | Bransament PE VL PN10 d110x1/2F | buc | VALROM | 90.2
17352 | Bransament PE VL PN10 d110x11/4F | buc | VALROM | 91.43
17351 | Bransament PE VL PN10 d110x1F | buc | VALROM | 82
14292 | Bransament PE VL PN10 d110x2''F | buc | VALROM | 87.33
20612 | Bransament PE VL PN10 d110x3/4F | buc | VALROM | 90.2
13355 | Bransament PE VL PN10 d125x11/4F | buc | VALROM | 179.99
23255 | Bransament PE VL PN10 d125x3/4F | buc | VALROM | 136.74
20614 | Bransament PE VL PN10 d160x11/4F | buc | VALROM | 263.43
20613 | Bransament PE VL PN10 d160x1F | buc | VALROM | 263.43
20615 | Bransament PE VL PN10 d160x2F | buc | VALROM | 269.78
22834 | Bransament PE VL PN10 d160x3/4F | buc | VALROM | 240.88
17354 | Bransament PE VL PN10 d200x11/2F | buc | VALROM | 397.09
25223 | Bransament PE VL PN10 d25x1/2F | buc | VALROM | 28.7
25224 | Bransament PE VL PN10 d25x3/4F | buc | VALROM | 28.7
23266 | Bransament PE VL PN10 d40x1/2F | buc | VALROM | 31.78
25225 | Bransament PE VL PN10 d40x1F | buc | VALROM | 33.01
23257 | Bransament PE VL PN10 d50x1/2 F | buc | VALROM | 34.85
23524 | Bransament PE VL PN10 d50x1F | buc | VALROM | 31.57
17348 | Bransament PE VL PN10 d50x3/4F | buc | VALROM | 35.67
23657 | Bransament PE VL PN10 d63x1 1/2F | buc | VALROM | 46.33
20616 | Bransament PE VL PN10 d63x1/2F | buc | VALROM | 47.15
23525 | Bransament PE VL PN10 d63x11/4F | buc | VALROM | 45.31
17350 | Bransament PE VL PN10 d63x1F | buc | VALROM | 46.13
17349 | Bransament PE VL PN10 d63x3/4F | buc | VALROM | 45.1
20618 | Bransament PE VL PN10 d75x11/4F | buc | VALROM | 62.32
20617 | Bransament PE VL PN10 d75x1F | buc | VALROM | 65.6
17353 | Bransament PE VL PN10 d75x3/4F | buc | VALROM | 65.6
20620 | Bransament PE VL PN10 d90x11/2F | buc | VALROM | 79.95
20619 | Bransament PE VL PN10 d90x1F | buc | VALROM | 75.85
14293 | Bransament PE VL PN10 d90x2F | buc | VALROM | 72.37
22832 | Bransament PE VL PN10 d90x3/4F | buc | VALROM | 75.85
17344 | Bransament PE VL PN16 d32x1/2F | buc | VALROM | 26.86
17345 | Bransament PE VL PN16 d32x3/4F | buc | VALROM | 41
17346 | Bransament PE VL PN16 d40x1/2F | buc | VALROM | 29.52
17347 | Bransament PE VL PN16 d40x3/4F | buc | VALROM | 51.25
17340 | Cot PE VL PN10 d110 | buc | VALROM | 732.06
17339 | Cot PE VL PN10 d75 | buc | VALROM | 292.95
22404 | Cot PE VL PN10 d90 | buc | VALROM | 402.83
12263 | Cot PE VL PN16 d20 | buc | VALROM | 24.6
17337 | Cot PE VL PN16 d25 | buc | VALROM | 30.75
17338 | Cot PE VL PN16 d32 | buc | VALROM | 38.95
12266 | Cot PE VL PN16 d40 | buc | VALROM | 71.75
12262 | Cot PE VL PN16 d50 | buc | VALROM | 116.03
12268 | Cot PE VL PN16 d63 | buc | VALROM | 153.75
12274 | Cot PE VL PN16 FE d20x1/2M | buc | VALROM | 19.07
12276 | Cot PE VL PN16 FE d25x1''M | buc | VALROM | 22.76
12277 | Cot PE VL PN16 FE d25x1/2M | buc | VALROM | 21.53
12282 | Cot PE VL PN16 FE d25x3/4M | buc | VALROM | 18.25
12292 | Cot PE VL PN16 FE d32x1''M | buc | VALROM | 26.65
20621 | Cot PE VL PN16 FE d32x3/4M | buc | VALROM | 26.65
12269 | Cot PE VL PN16 FI d20x1/2F | buc | VALROM | 18.66
20622 | Cot PE VL PN16 FI d25x1''F | buc | VALROM | 20.09
12270 | Cot PE VL PN16 FI d25x1/2F | buc | VALROM | 23.17
12271 | Cot PE VL PN16 FI d25x3/4F | buc | VALROM | 23.58
20623 | Cot PE VL PN16 FI d32x3/4F | buc | VALROM | 27.68
20624 | Dop PE VL PN16 d20 | buc | VALROM | 20.5
17359 | Dop PE VL PN16 d25 | buc | VALROM | 22.55
17360 | Dop PE VL PN16 d32 | buc | VALROM | 24.19
17361 | Dop PE VL PN16 d40 | buc | VALROM | 38.34
17363 | Dop PE VL PN16 d50 | buc | VALROM | 71.75
17362 | Dop PE VL PN16 d63 | buc | VALROM | 83.23
22405 | Dop PE VL PN16 d75 | buc | VALROM | 200.9
17331 | Mufa PE VL PN10 d110 | buc | VALROM | 754.2
21767 | Mufa PE VL PN10 d40 | buc | VALROM | 74.62
17330 | Mufa PE VL PN10 d75 | buc | VALROM | 287
23137 | Mufa PE VL PN10 d90 | buc | VALROM | 430.5
12222 | Mufa PE VL PN16 d20 | buc | VALROM | 20.09
17326 | Mufa PE VL PN16 d25 | buc | VALROM | 29.73
12224 | Mufa PE VL PN16 d32 | buc | VALROM | 38.95
17327 | Mufa PE VL PN16 d40 | buc | VALROM | 67.65
17328 | Mufa PE VL PN16 d50 | buc | VALROM | 99.43
17329 | Mufa PE VL PN16 d63 | buc | VALROM | 135.3
17307 | Mufa PE VL PN16 FE d20x1/2M | buc | VALROM | 14.35
12325 | Mufa PE VL PN16 FE d20x3/4M | buc | VALROM | 14.35
12327 | Mufa PE VL PN16 FE d25x1/2M | buc | VALROM | 17.43
17309 | Mufa PE VL PN16 FE d25x1M | buc | VALROM | 17.43
17308 | Mufa PE VL PN16 FE d25x3/4M | buc | VALROM | 18.45
12249 | Mufa PE VL PN16 FE d32x11/4M | buc | VALROM | 23.58
17311 | Mufa PE VL PN16 FE d32x1M | buc | VALROM | 22.55
17310 | Mufa PE VL PN16 FE d32x3/4M | buc | VALROM | 21.53
20625 | Mufa PE VL PN16 FE d40x1''M | buc | VALROM | 40.8
12252 | Mufa PE VL PN16 FE d40x11/2M | buc | VALROM | 41
17312 | Mufa PE VL PN16 FE d40x11/4M | buc | VALROM | 42.64
12253 | Mufa PE VL PN16 FE d50x11/2M | buc | VALROM | 65.81
17315 | Mufa PE VL PN16 FE d50x11/4M | buc | VALROM | 66.22
17314 | Mufa PE VL PN16 FE d50x2''M | buc | VALROM | 54.33
17316 | Mufa PE VL PN16 FE d63x11/2M | buc | VALROM | 80.98
17313 | Mufa PE VL PN16 FE d63x2''M | buc | VALROM | 82
20626 | Mufa PE VL PN16 FI d110x4''F | buc | VALROM | 569.7
17317 | Mufa PE VL PN16 FI d20x1/2F | buc | VALROM | 18.86
12291 | Mufa PE VL PN16 FI d25x1''F | buc | VALROM | 18.66
17664 | Mufa PE VL PN16 FI d25x1/2F | buc | VALROM | 18.66
17318 | Mufa PE VL PN16 FI d25x3/4F | buc | VALROM | 20.5
12302 | Mufa PE VL PN16 FI d32x1''F | buc | VALROM | 24.6
17322 | Mufa PE VL PN16 FI d32x11/4F | buc | VALROM | 30.75
12301 | Mufa PE VL PN16 FI d32x3/4F | buc | VALROM | 23.37
17319 | Mufa PE VL PN16 FI d40x1''F | buc | VALROM | 43.05
17323 | Mufa PE VL PN16 FI d40x11/2F | buc | VALROM | 43.67
17320 | Mufa PE VL PN16 FI d40x11/4F | buc | VALROM | 44.28
12304 | Mufa PE VL PN16 FI d50x11/2F | buc | VALROM | 67.65
17321 | Mufa PE VL PN16 FI d50x11/4F | buc | VALROM | 67.65
17324 | Mufa PE VL PN16 FI d50x2''F | buc | VALROM | 67.65
25226 | Mufa PE VL PN16 FI d63x1 1/4''F | buc | VALROM | 92.25
17325 | Mufa PE VL PN16 FI d63x2''F | buc | VALROM | 90.2
14294 | Racord compres. PE FE d63x2''M | buc | VALROM | 132.64
25443 | Racord Compresiune Flansa VL PN16 d110x4'' | buc | VALROM | 902
25440 | Racord Compresiune Flansa VL PN16 d50x2'' | buc | VALROM | 307.5
25441 | Racord Compresiune Flansa VL PN16 d75x21/2'' | buc | VALROM | 492
25442 | Racord Compresiune Flansa VL PN16 d90x3'' | buc | VALROM | 635.5
12650 | Reducere PE PS PN16 d40x32 | buc | PO-EL-SAN | 21.26
20629 | Reducere PE VL PN10 d75x50 | buc | VALROM | 246
17343 | Reducere PE VL PN10 d75x63 | buc | VALROM | 247.44
22386 | Reducere PE VL PN10 d90x75 | buc | VALROM | 372.28
17341 | Reducere PE VL PN16 d25x20 | buc | VALROM | 25.63
12239 | Reducere PE VL PN16 d32x25 | buc | VALROM | 34.03
23658 | Reducere PE VL PN16 d40x25 | buc | VALROM | 68.27
20627 | Reducere PE VL PN16 d40x32 | buc | VALROM | 70.52
23659 | Reducere PE VL PN16 d50x25 | buc | VALROM | 84.05
17342 | Reducere PE VL PN16 d50x32 | buc | VALROM | 87.54
12242 | Reducere PE VL PN16 d50x40 | buc | VALROM | 88.15
20628 | Reducere PE VL PN16 d63x32 | buc | VALROM | 135.3
25165 | Reducere PE VL PN16 d63x40 | buc | VALROM | 136.33
12243 | Reducere PE VL PN16 d63x50 | buc | VALROM | 137.35
17355 | Robinet PE VL HOL PN16 FI d50x11/2F | buc | VALROM | 109.47
12620 | Teu PE PS FI PN16 d32x1/2F | buc | PO-EL-SAN | 31.71
12621 | Teu PE PS FI PN16 d32x3/4F | buc | PO-EL-SAN | 24.8
12770 | Teu PE PS FI PN16 d40x1''F | buc | PO-EL-SAN | 40.1
12769 | Teu PE PS FI PN16 d40x3/4F | buc | PO-EL-SAN | 39.54
12772 | Teu PE PS FI PN16 d50x1 1/2F | buc | PO-EL-SAN | 56.88
12771 | Teu PE PS FI PN16 d50x1''F | buc | PO-EL-SAN | 52.59
12773 | Teu PE PS FI PN16 d63x1 1/2F | buc | PO-EL-SAN | 104.63
12642 | Teu PE PS redus PN16 d25x20x25 | buc | PO-EL-SAN | 20.33
12643 | Teu PE PS redus PN16 d32x20x32 | buc | PO-EL-SAN | 28.35
13574 | Teu PE PS redus PN16 d50x32x50 | buc | PO-EL-SAN | 60.05
22445 | Teu PE VL PN10 d110 | buc | VALROM | 1035.87
17332 | Teu PE VL PN10 d75 | buc | VALROM | 378.43
12305 | Teu PE VL PN16 d20 | buc | VALROM | 35.26
12307 | Teu PE VL PN16 d25 | buc | VALROM | 45.1
12309 | Teu PE VL PN16 d32 | buc | VALROM | 59.86
12319 | Teu PE VL PN16 d40 | buc | VALROM | 102.5
12356 | Teu PE VL PN16 d50 | buc | VALROM | 165.23
12357 | Teu PE VL PN16 d63 | buc | VALROM | 236.57
12334 | Teu PE VL PN16 FE d20x1/2M | buc | VALROM | 31.78
12345 | Teu PE VL PN16 FE d25x1/2M | buc | VALROM | 36.7
20630 | Teu PE VL PN16 FE d25x3/4M | buc | VALROM | 36.08
23660 | Teu PE VL PN16 FE d32x1''M | buc | VALROM | 46.33
17333 | Teu PE VL PN16 FE d32x3/4M | buc | VALROM | 47.15
20631 | Teu PE VL PN16 FI d25x1/2 F | buc | VALROM | 35.88
12339 | Teu PE VL PN16 FI d32x1''F | buc | VALROM | 47.15
17334 | Teu PE VL PN16 FI d32x3/4F | buc | VALROM | 43.05
17335 | Teu PE VL PN16 FI d40x1''F | buc | VALROM | 84.05
17336 | Teu PE VL PN16 FI d63x11/2F | buc | VALROM | 188.6
20632 | Teu PE VL redus PN16 d25/20/25 | buc | VALROM | 57.4
20633 | Teu PE VL redus PN16 d32/25/32 | buc | VALROM | 65.6
12367 | Teu PE VL redus PN16 d32x25x32 | buc | VALROM | 63.96
22403 | Teu PE VL redus PN16 d75x63x75 | buc | VALROM | 523.98
22402 | Teu PE VL redus PN16 d90x75x90 | buc | VALROM | 835.17
FITINGURII ELECTROSUDABILE POLIETELENA
19591 | Ramificatie PEHD d110/90/30 VL | buc | VALROM | 249.49
FURTUNURI FLEXIBILE
25081 | Cot WC excentric 20mm A991-20 / 81155 | buc | METROTERM | 68
25078 | Cot WC/conector 45° A90-45 / 2205 | buc | METROTERM | 85
23853 | Furtun apa 30 bar FF 1/2 0,8m (4421080),93-075 | buc | METROTERM | 82.71
23854 | Furtun apa 30 bar FF 1/2 1 m (4421100),93-078 | buc | METROTERM | 91.46
23855 | Furtun apa 30 bar FM 1/2 0,4 m (4420040),93-102 | buc | METROTERM | 75.13
23856 | Furtun apa 30 bar FM 1/2 0,5 m (4420050),93-103 | buc | METROTERM | 100.37
23857 | Furtun apa 30 bar FM 1/2 0,6 m (4420060),93-104 | buc | METROTERM | 81.21
23858 | Furtun apa 30 bar FM 1/2 0,8 m (4420080),93-105 | buc | METROTERM | 113.68
23859 | Furtun apa 30 bar FM 1/2 1 m (4420100),93-106 | buc | METROTERM | 122.57
20001 | Furtun baterii (2buc.) 100cm PROFI 52100 | buc | METROTERM | 59.08
20002 | Furtun baterii (2buc.) 40cm PROFI 5240 | buc | METROTERM | 43.22
20003 | Furtun baterii (2buc.) 50cm PROFI 5250 | buc | METROTERM | 46.41
20652 | Furtun baterii FF 1/2 40cm 5040 | buc | METROTERM | 25.59
20653 | Furtun baterii FF 1/2 50cm 5050 | buc | METROTERM | 27.21
20654 | Furtun baterii FF 1/2 60cm 5060 | buc | METROTERM | 27.9
20655 | Furtun baterii FF 1/2 80cm 5080 | buc | METROTERM | 32.79
25227 | Furtun flexibil anticoroziune 1/2 FF 0.6m Tucai / 8872 | buc | METROTERM | 77
24553 | Furtun flexibil anticoroziune 1/2xM10 0.4m GRIF (L17)" Tucai / 8864 | buc | METROTERM | 62
24554 | Furtun flexibil anticoroziune 1/2xM10 0.4m GRIF (L34)" Tucai / 8866 | buc | METROTERM | 66
24550 | Furtun flexibil anticoroziune 1/2xM10 0.5m GRIF (L17)" Tucai / 8867 | buc | METROTERM | 65
24736 | Furtun flexibil anticoroziune 1/2xM10 0.5m GRIF (L34)" Tucai / 8892 | buc | METROTERM | 71
24558 | Furtun flexibil anticoroziune 1/2xM10 0.6m GRIF (L17)" Tucai / 8870 | buc | METROTERM | 71
24559 | Furtun flexibil anticoroziune 1/2xM10 0.6m GRIF (L34)" Tucai / 8871 | buc | METROTERM | 77
24561 | Furtun flexibil anticoroziune 1/2xM10 0.8m GRIF (L17)" Tucai / 8874 | buc | METROTERM | 85
24562 | Furtun flexibil anticoroziune 1/2xM10 0.8m GRIF (L34)" Tucai / 8875 | buc | METROTERM | 89
24536 | Furtun flexibil anticoroziune 1/2xM10 1m GRIF (L17)" Tucai / 8878 | buc | METROTERM | 92
24537 | Furtun flexibil anticoroziune 1/2xM10 1m GRIF (L34)" Tucai / 8879 | buc | METROTERM | 101.37
24551 | Furtun flexibil anticoroziune FF 0.3m Tucai / 8860 | buc | METROTERM | 63
24555 | Furtun flexibil anticoroziune FF 0.4m Tucai / 8862 | buc | METROTERM | 67
24556 | Furtun flexibil anticoroziune FF 0.5m Tucai / 8868 | buc | METROTERM | 72
24563 | Furtun flexibil anticoroziune FF 0.8m Tucai / 8876 | buc | METROTERM | 91
24538 | Furtun flexibil anticoroziune FF 1m Tucai / 8880 | buc | METROTERM | 98
24552 | Furtun flexibil anticoroziune MF 0.3m Tucai / 8861 | buc | METROTERM | 63
24549 | Furtun flexibil anticoroziune MF 0.4m Tucai / 8863 | buc | METROTERM | 67
24557 | Furtun flexibil anticoroziune MF 0.5m Tucai / 8869 | buc | METROTERM | 72
24560 | Furtun flexibil anticoroziune MF 0.6m Tucai / 8873 | buc | METROTERM | 75
24564 | Furtun flexibil anticoroziune MF 0.8m Tucai / 8877 | buc | METROTERM | 92
24539 | Furtun flexibil anticoroziune MF 1m Tucai / 8881 | buc | METROTERM | 98
25348 | Furtun flexibil cu ac 1/2F 100 cm (set) / 1215 | buc | METROTERM | 90
25349 | Furtun flexibil cu ac 1/2F 120 cm (set) / 2254 | buc | METROTERM | 98
25350 | Furtun flexibil cu ac 1/2F 150 cm (set) / 2255 | buc | METROTERM | 110
25344 | Furtun flexibil cu ac 1/2F 40 cm (set) / 1211 | buc | METROTERM | 56
25345 | Furtun flexibil cu ac 1/2F 50 cm (set) / 1212 | buc | METROTERM | 65
25346 | Furtun flexibil cu ac 1/2F 60 cm (set) / 1213 | buc | METROTERM | 69
25347 | Furtun flexibil cu ac 1/2F 80 cm (set) / 1214 | buc | METROTERM | 78
25351 | Furtun flexibil cu ac lung 1/2F 50 cm (1 buc) / 2256 | buc | METROTERM | 45
25352 | Furtun flexibil cu ac lung 1/2F 60 cm (1 buc) / 2257 | buc | METROTERM | 49
25353 | Furtun flexibil cu ac lung 1/2F 80 cm (1 buc) / 2258 | buc | METROTERM | 55
24540 | Furtun flexibil FF 0.5m TucaiI / 2262 | buc | METROTERM | 68
24542 | Furtun flexibil FF 0.6m TucaiI / 2261 | buc | METROTERM | 72
24544 | Furtun flexibil FF 0.8m TucaiI / 2271 | buc | METROTERM | 85
25070 | Furtun flexibil gofrat p/u chiuveta 11/2x40mm A790 / 3048 | buc | METROTERM | 29
25365 | Furtun flexibil inox 1/2FF 100 cm (1 buc) / 1224 | buc | METROTERM | 47
25367 | Furtun flexibil inox 1/2FF 120 cm (1 buc) / 1226 | buc | METROTERM | 52
25369 | Furtun flexibil inox 1/2FF 150 cm (1 buc) / 1228 | buc | METROTERM | 59
25371 | Furtun flexibil inox 1/2FF 200 cm (1 buc) / 1230 | buc | METROTERM | 71
25355 | Furtun flexibil inox 1/2FF 30 cm (1 buc) / 1542 | buc | METROTERM | 32
25357 | Furtun flexibil inox 1/2FF 40 cm (1 buc) / 1216 | buc | METROTERM | 36
25359 | Furtun flexibil inox 1/2FF 50 cm (1 buc) / 1218 | buc | METROTERM | 38
25361 | Furtun flexibil inox 1/2FF 60 cm (1 buc) / 1220 | buc | METROTERM | 45
25363 | Furtun flexibil inox 1/2FF 80 cm (1 buc) / 1222 | buc | METROTERM | 49
25366 | Furtun flexibil inox 1/2MF 100 cm (1 buc) / 1225 | buc | METROTERM | 48
25368 | Furtun flexibil inox 1/2MF 120 cm (1 buc) / 1227 | buc | METROTERM | 53
25370 | Furtun flexibil inox 1/2MF 150 cm (1 buc) / 1229 | buc | METROTERM | 62
25372 | Furtun flexibil inox 1/2MF 200 cm (1 buc) / 1231 | buc | METROTERM | 74
25356 | Furtun flexibil inox 1/2MF 30 cm (1 buc) / 1543 | buc | METROTERM | 32
25358 | Furtun flexibil inox 1/2MF 40 cm (1 buc) / 1217 | buc | METROTERM | 36
25360 | Furtun flexibil inox 1/2MF 50 cm (1 buc) / 1219 | buc | METROTERM | 35
25362 | Furtun flexibil inox 1/2MF 60 cm (1 buc) / 1221 | buc | METROTERM | 37
25364 | Furtun flexibil inox 1/2MF 80 cm (1 buc) / 1223 | buc | METROTERM | 42
24541 | Furtun flexibil MF 0.5m TucaiI / 2260 | buc | METROTERM | 69
24543 | Furtun flexibil MF 0.6m TucaiI / 2259 | buc | METROTERM | 72
24546 | Furtun flexibil MF 0.8m TucaiI / 2269 | buc | METROTERM | 85
25071 | Furtun gofrat p/u chiuveta 11/2x40x50mm A780 metal / 97390 | buc | METROTERM | 29
25077 | Furtun gofrat p/u WC d110 A97SN / 97398 | buc | METROTERM | 125
25391 | Furtun gofrat p/u WC d110 armat 550cm ГА55 / 2191 | buc | METROTERM | 55
25076 | Furtun gofrat p/u WC d110 armat A97 / 7378 | buc | METROTERM | 120
25617 | Furtun gofrat pentru sifon | buc | METROTERM | 10
20004 | Furtun inox baterii (2buc.) 100cm PROFI 32100 | buc | METROTERM | 114.89
20365 | Furtun inox baterii (2buc.) 50cm PROFI 3250 | buc | METROTERM | 79.05
20005 | Furtun inox baterii (2buc.) 60cm PROFI 3260 | buc | METROTERM | 87.99
20006 | Furtun inox baterii (2buc.) 80cm PROFI 3280 | buc | METROTERM | 97.59
25050 | Furtun p/u masina de spalat scurgere 1.5m / 1266 | buc | METROTERM | 30
25051 | Furtun p/u masina de spalat scurgere 2m / 1267 | buc | METROTERM | 37
25337 | Furtun p/u masina de spalat scurgere 3m / 1268 | buc | METROTERM | 50
25338 | Furtun p/u masina de spalat scurgere 4m / 1269 | buc | METROTERM | 55
25339 | Furtun p/u masina de spalat scurgere 5m / 1270 | buc | METROTERM | 62
25052 | Furtun p/u masina de spalat UMPLERE 1.5m / 1271 | buc | METROTERM | 32
25340 | Furtun p/u masina de spalat UMPLERE 2.5m / 1036 | buc | METROTERM | 49
25053 | Furtun p/u masina de spalat UMPLERE 2m / 1035 | buc | METROTERM | 43
25341 | Furtun p/u masina de spalat UMPLERE 3m / 1037 | buc | METROTERM | 62
25342 | Furtun p/u masina de spalat UMPLERE 4m / 1272 | buc | METROTERM | 71
25343 | Furtun p/u masina de spalat UMPLERE 5m / 1273 | buc | METROTERM | 80
21883 | Furtun p\u tisca 1.5m / 1031 | buc | METROTERM | 38.4
24454 | Furtun p\u tisca 1.5m Neptun / 1029 | buc | METROTERM | 89
21881 | Furtun p\u tisca 1.5m Royal / 1029 | buc | METROTERM | 85
21884 | Furtun p\u tisca 2m / 1032 | buc | METROTERM | 45
24455 | Furtun p\u tisca 2m Neptun / 1030 | buc | METROTERM | 100
21882 | Furtun p\u tisca 2m Royal / 1030 | buc | METROTERM | 71.93
20133 | Furtun p\u tisca extensiv 150-200 / 308 | buc | METROTERM | 65.61
25106 | Furtun silicon d3/4 (100m standart / 2063 | m | METROTERM | 12
21790 | Furtun siliconic d15 100m / 1012 | m | METROTERM | 8.56
21791 | Furtun siliconic d15 50m / 1011 | m | METROTERM | 8.56
21792 | Furtun siliconic d20 100m / 1020 | m | METROTERM | 12.28
21793 | Furtun siliconic d20 50m / 1019 | m | METROTERM | 12.15
25867 | Furtun transparent d15(1/2'') | m | FURTUNTEC | 7.59
25868 | Furtun transparent d16(5/8'') | m | FURTUNTEC | 9.84
25869 | Furtun transparent d20(3/4'') | m | FURTUNTEC | 12.92
25870 | Furtun transparent d25(1'') | m | FURTUNTEC | 19.89
25392 | Manjeta p/u WC d110 armat ПС50 / 2172 | buc | METROTERM | 35
25393 | Manjeta p/u WC excentrica d110 armat ПЭ50 / 2173 | buc | METROTERM | 37
22985 | Racord flexibil F 1/2 50cm (2 buc) INOX VALFLEX / 52000038 | Set | METROTERM | 55.58
22986 | Racord flexibil F 1/2 60cm (2 buc) INOX VALFLEX / 52000039 | Set | METROTERM | 59.87
23421 | Racord flexibil FF 1/2 100cm INOX VALFLEX / 52000047 | buc | METROTERM | 40.44
22987 | Racord flexibil FF 1/2 30cm INOX VALFLEX / 52000042 | buc | METROTERM | 25.43
22988 | Racord flexibil FF 1/2 40cm INOX VALFLEX / 52000043 | buc | METROTERM | 28.45
23420 | Racord flexibil FF 1/2 80cm INOX VALFLEX / 52000046 | buc | METROTERM | 37.31
22994 | Racord flexibil FM 1/2 100cm INOX VALFLEX / 52000056 | buc | METROTERM | 43.74
22990 | Racord flexibil FM 1/2 40cm INOX VALFLEX / 52000052 | buc | METROTERM | 30.43
22991 | Racord flexibil FM 1/2 50cm INOX VALFLEX / 52000053 | buc | METROTERM | 32.64
22992 | Racord flexibil FM 1/2 60cm INOX VALFLEX / 52000054 | buc | METROTERM | 34.87
22993 | Racord flexibil FM 1/2 80cm INOX VALFLEX / 52000055 | buc | METROTERM | 39.3
GARNITURI
20425 | Garnitura 1'' antivibrant | buc | METROTERM | 1.5
23428 | Garnitura 1'' cauciuc / 1884 | buc | METROTERM | 1.4
23431 | Garnitura 1'' paranit / 1887 | buc | METROTERM | 1.17
23426 | Garnitura 1/2'' cauciuc / 1882 | buc | METROTERM | 1
23429 | Garnitura 1/2'' paranit / 1885 | buc | METROTERM | 1
20422 | Garnitura 1/2'' racord flexibil | buc | METROTERM | 1.5
20423 | Garnitura 3/4'' antivibrant | buc | METROTERM | 2
23427 | Garnitura 3/4'' cauciuc / 1883 | buc | METROTERM | 0.8
23430 | Garnitura 3/4'' paranit / 1886 | buc | METROTERM | 1.2
GRUPURI DE POMPARE
21218 | GLOBO Reductor flux VA132 | buc | Globo s.p.a | 42.64
24148 | Hidrofor P1125 Primo / 26056 | buc | METROTERM | 3022.5
24144 | Pompa submersibila 4QGD-0.75 0.75 kW Vodolei / 22471 | buc | METROTERM | 2014.99
24145 | Pompa submersibila 4QGD-1.1 1.1kW Vodolei / 22470 | buc | METROTERM | 2151.41
24146 | Pompa submersibila 4SKM100 / 24180 | buc | METROTERM | 3098.44
HIDRANTI INCENDIU
23594 | Hidrant subteran H 1000mm DN80 | buc | NORSON | 3224.24
23741 | Hidrant subteran H 750mm DN100 | buc | NORSON | 5143.25
23593 | Hidrant subteran H 750mm DN80 | buc | NORSON | 3033.8
IZOLATIE PU TEVI
25658 | Tub izolant ARFLEX 18/6 | m | METROTERM | 2.95
25659 | Tub izolant ARFLEX 22/6 | m | METROTERM | 3.35
26184 | Tub izolant ARFLEX 28/6 | m | METROTERM | 3.9
25660 | Tub izolant ARFLEX 35/6 | m | METROTERM | 5.35
13973 | Tub izolant IZOLGRUP d18 | м | METROTERM | 3.07
13974 | Tub izolant IZOLGRUP d22 | м | METROTERM | 4.2
13975 | Tub izolant IZOLGRUP d28 | м | METROTERM | 4.2
13976 | Tub izolant IZOLGRUP d35 | м | METROTERM | 6.01
13977 | Tub izolant IZOLGRUP d42 | м | METROTERM | 9.45
20754 | Tub izolatie PE EXPANDAL L=2M D18x6mm | buc | VALROM | 6.77
20604 | Tub izolatie PE EXPANDAL L=2M D22x6mm | buc | VALROM | 8.2
20605 | Tub izolatie PE EXPANDAL L=2M D28x6mm | buc | VALROM | 8.2
20606 | Tub izolatie PE EXPANDAL L=2M D35x6mm | buc | VALROM | 12.3
20607 | Tub izolatie PE EXPANDAL L=2M D42x9mm | buc | VALROM | 18.45
20608 | Tub izolatie PE EXPANDAL L=2M D54x9mm | buc | VALROM | 30.75
POMPE CIRCULATIE / GRUPURI POMPARE
23290 | Hidrofor AUTOJET 370A+24L, 750W / 25m, 3m3/h / 21889467 | buc | BIRAL | 3300
21209 | Hidrofor DAB DP 151M fara injector | buc | METROTERM | 9047.12
25413 | Hidrofor JDV1A-A 15m 1100w / 2250 | buc | METROTERM | 3175
25412 | Hidrofor JET 100B-A 9m 1100w / 2249 | buc | METROTERM | 2470
23289 | Hidrofor JET 1100 G1 inox+24L, 1100W / 9m, 6m3/h / 2950278 | buc | BIRAL | 4080
25889 | Hidrofor JET 1100 G1+24L / 2950279 | buc | BIRAL | 3600
23288 | Hidrofor JET 750A+24L, 750W / 9m, 4m3/h | buc | BIRAL | 3350
24088 | Hidrofor QB 60K | buc | BIRAL | 988.99
23287 | Hidrofor QB 80+24L, 550W / 8m, 3m3/h | buc | BIRAL | 2496.52
25414 | Hidrofor TDP505 25m 1600w / 2252 | buc | METROTERM | 4800
25411 | Hidrofor TKM60-A 8m 550w / 2248 | buc | METROTERM | 1560
23688 | Hidromufta p/u pompa submersibila (set) | buc | EBARA | 250
21207 | Injector p/u hidroforul DAB DP 151M - E30 | buc | METROTERM | 880.01
17213 | Olandeze 1 1/4-3/4 Index | buc | BIRAL | 211.39
16468 | Olandeze 1x1 1/2 | buc | WILLO | 235
23253 | Olandeze 1x11/2" Ebara | buc | EBARA | 213.12
17391 | Olandeze fonta d20 | buc | METROTERM | 37.72
17394 | Olandeze fonta d50 | buc | METROTERM | 116.48
23231 | Olandeze fonta FF d25 SNT | buc | METROTERM | 73
17773 | Olandeze fonta FF d32 SNT | buc | METROTERM | 84.91
23232 | Olandeze fonta FF d40 SNT | buc | METROTERM | 100
17392 | Olandeze fonta MF d25 SNT | buc | METROTERM | 75.5
17561 | Olandeze fonta MF d32 SNT | buc | METROTERM | 90
17393 | Olandeze fonta MF d40 SNT | buc | METROTERM | 151.7
23681 | Olandeze fonta MF d50 SNT | buc | METROTERM | 169.87
23684 | Panouri electr.p/u pomp. 0.75HP (0.55 kw) | buc | EBARA | 660
23686 | Panouri electr.p/u pomp. 1.5HP(1.1kw) | buc | EBARA | 630
23685 | Panouri electr.p/u pomp. 1HP (0.75 kw) | buc | EBARA | 660
21325 | Pompa Biral A 15-1 | buc | BIRAL | 9290
22152 | Pompa Biral A 15-2 | buc | BIRAL | 9115
20014 | Pompa Biral A 16-1 | buc | BIRAL | 11655.32
20015 | Pompa Biral A 16-2 | buc | BIRAL | 11832.78
20017 | Pompa Biral AX 12-3 | buc | BIRAL | 3376.93
20019 | Pompa Biral AX 13-1 | buc | BIRAL | 4036.79
20018 | Pompa Biral AX 13-3 | buc | BIRAL | 3578.18
23767 | Pompa Biral AX 25-4 130 RED/ 2206370150 | buc | BIRAL | 2325
26232 | Pompa Biral AX 25-4 180 RED/ 2206400150 | buc | BIRAL | 2250
23768 | Pompa Biral AX 25-6 130 RED / 2206380150 | buc | BIRAL | 2835
23467 | Pompa Biral AX 25-6 180 RED / 2206370150 | buc | BIRAL | 2900
21671 | Pompa Biral AXW 10 smart | buc | BIRAL | 7844.55
21404 | Pompa Biral AXW 12-1 | buc | BIRAL | 4712.4
20016 | Pompa Biral AXW 13-1 BZ | buc | BIRAL | 4373.47
18958 | Pompa Biral BM 1-3 | buc | BIRAL | 4675.07
23365 | Pompa Biral BM 3-3 | buc | BIRAL | 7125.84
17923 | Pompa Biral M 14-1 / 1148300150 | buc | BIRAL | 3340
18242 | Pompa Biral M 14-2 / 1144740150 | buc | BIRAL | 3500
17924 | Pompa Biral M 15-1 / 1148310150 | buc | BIRAL | 3800
18243 | Pompa Biral M 15-2 / 1144750150 | buc | BIRAL | 3700
17376 | Pompa Biral MX 12-1 / 1153910150 | buc | BIRAL | 1390
17069 | Pompa Biral MX 12-3 / 1153930150 | buc | BIRAL | 1720
21626 | Pompa Biral MX 13-1 / 1153960150 | buc | BIRAL | 1560
20725 | Pompa Biral MX 13-2 / 1153970150 | buc | BIRAL | 1900
17070 | Pompa Biral MX 13-3 / 1153980150 | buc | BIRAL | 1950
18172 | Pompa Biral MX 13-4 1153990150 | buc | BIRAL | 1950
17071 | Pompa Biral MX 14-1 | buc | BIRAL | 3350
17095 | Pompa Biral MX 15-1 | buc | BIRAL | 3350
17458 | Pompa Biral MX 15-2 | buc | BIRAL | 3450
18957 | Pompa Biral SX 13-1 | buc | BIRAL | 3255.37
17268 | Pompa Biral SX 15-4 | buc | BIRAL | 2460.32
17508 | Pompa Biral WX 10 / 1154030150 | buc | BIRAL | 2250
17212 | Pompa Biral WX 12 / 1154040150 | buc | BIRAL | 2950
22595 | Pompa Biral WX 13 / 1154050150 | buc | BIRAL | 3500
19836 | Pompa Biral WX 14 / 1154060150 | buc | BIRAL | 4240
24096 | Pompa BPH 60/280.50M | buc | METROTERM | 13565.31
18077 | Pompa circulatie 25/4 | buc | METROTERM | 1189.99
18078 | Pompa circulatie 25/6 | buc | METROTERM | 1249.5
25141 | Pompa circulatie EGO 25/60-130 EBARA | buc | EBARA | 2990
25174 | Pompa circulatie Greenpro 15-4T-130 3/4" / 1616 | buc | METROTERM | 780
20109 | Pompa circulatie MR 43/1.5/130 EBARA | buc | EBARA | 1584
20110 | Pompa circulatie MR 53/1.5/130 EBARA | buc | EBARA | 1680
20111 | Pompa circulatie MR 63/1.5/130 EBARA | buc | EBARA | 1760
20112 | Pompa circulatie MR 63/2/180 EBARA | buc | EBARA | 1751.51
23415 | Pompa circulatie Royal (GREENPRO) 25-4-180 1" / 1111 | buc | METROTERM | 780
24106 | Pompa circulatie Royal (GREENPRO) 25-6-130 1" / 2054 | buc | METROTERM | 865
23416 | Pompa circulatie Royal (GREENPRO) 25-6-180 1" / 1112 | buc | METROTERM | 865
23414 | Pompa circulatie Royal 20-4-130 3/4" / 1616 | buc | METROTERM | 790
25416 | Pompa p/u hidrofor JSW 10m 0.75kw / 2246 | buc | METROTERM | 1765
25417 | Pompa p/u hidrofor TJS100 0.75kw / 2247 | buc | METROTERM | 2000
25415 | Pompa p/u hidrofor TKM60 0.37kw / 2244 | buc | METROTERM | 825
23683 | Pompa SP750W | buc | BIRAL | 1100
25399 | Pompa submersibila 3.5QGD 61m 0.75kw / 1207 | buc | METROTERM | 1530
25401 | Pompa submersibila 3.5QGD-F 61m 0.75kw cu plutitor / 1547 | buc | METROTERM | 1645
25400 | Pompa submersibila 4QGD 99m 1.1kw / 1208 | buc | METROTERM | 1765
25402 | Pompa submersibila 4QGD-F 100m 1.1kw cu plutitor / 1548 | buc | METROTERM | 1880
22956 | Pompa submersibila EBARA (M)4WN3-32 + motor 2.2Kw (set) | buc | EBARA | 15480
22952 | Pompa submersibila EBARA 4WN2-10 + motor 0.55Kw (set) | buc | EBARA | 8000
22953 | Pompa submersibila EBARA 4WN2-14 + motor 0.75Kw (set) | buc | EBARA | 8040
23667 | Pompa submersibila EBARA 4WN2-5 + motor 0.37Kw (set) | buc | EBARA | 6755.19
22954 | Pompa submersibila EBARA 4WN3-16 + motor 1.1Kw (set) | buc | EBARA | 9120
23872 | Pompa submersibila EBARA 4WN3-5 + motor 0.37Kw (set) | buc | EBARA | 6960
25657 | Pompa submersibila EBARA 4WN4-14 + motor 1.1Kw (set) | buc | EBARA | 8800
22955 | Pompa submersibila EBARA 4WN4-18 + motor 1.5Kw (set) | buc | EBARA | 11280
25407 | Pompa submersibila GSS 550 7m 550w cu plutitor / 2251 | buc | METROTERM | 1120
25396 | Pompa submersibila SKM 100 / 1204 | buc | METROTERM | 2295
25397 | Pompa submersibila SKM 150 / 1205 | buc | METROTERM | 2940
25403 | Pompa submersibila vibranta NEPTUN / 1557 | buc | METROTERM | 620
25404 | Pompa submersibila vibranta NEPTUN cu 2 clapete / 2321 | buc | METROTERM | 885
25406 | Pompa submersibila WQD10-11 0.75 kw cu cutit si tocator / 1676 | buc | METROTERM | 2295
25405 | Pompa submersibila WQD10-11 0.75 kw cu plutitor / 1748 | buc | METROTERM | 2120
25409 | Pompa submersibila WQV1500F cu plutitor / 1958 | buc | METROTERM | 4175
25410 | Pompa submersibila WQV1500FG cu cutit si tocator / 1959 | buc | METROTERM | 4120
22430 | Pompa Wilo Atmos Pico 25/1-4 | buc | WILLO | 2813.14
22431 | Pompa Wilo Atmos Pico 25/1-6 | buc | WILLO | 3011.71
17557 | Pompa Wilo cazan RSL 15/7 | buc | WILLO | 3700
23722 | Pompa Wilo Para 25/6-130 | buc | WILLO | 2998
26579 | Pompa Wilo Pico 25/1-4 | buc | WILLO | 4415
20142 | Pompa Wilo Pico 25/1-6 | buc | WILLO | 5299.31
16462 | Pompa Wilo Star RS25/4-130 | buc | WILLO | 1658
16457 | Pompa Wilo Star RS25/4-180 | buc | WILLO | 2299.26
16463 | Pompa Wilo Star RS25/6-130 | buc | WILLO | 1826
16458 | Pompa Wilo Star RS25/6-180 | buc | WILLO | 1895
16459 | Pompa Wilo Star RS25/7 | buc | WILLO | 2885
21036 | Pompa Wilo Star RS30/2 | buc | WILLO | 1245
16465 | Pompa Wilo Star Z15 TT | buc | WILLO | 5940.15
21037 | Pompa Wilo Top-S 30/4 DM | buc | WILLO | 2251.89
21038 | Pompa Wilo Top-S 30/5 DM | buc | WILLO | 2538.11
23210 | Pompa Wilo Top-S 30/7 | buc | WILLO | 3314
21864 | Pompa Wilo Yonos PARA RS 25/7.5-130 | buc | WILLO | 3450
20141 | Pompa Wilo Yonos Pico 25/1-4 (Row) | buc | WILLO | 3947.3
20143 | Pompa Wilo Yonos Pico 30/1-8 (Row) | buc | WILLO | 7294.59
24089 | Pompa WSD 75/50 | buc | BIRAL | 4837.04
ROBINETI DE TRECERE
25959 | Aerisitor Automat TDS 1/2 | buc | TDS | 102.58
25169 | Aerisitor Automat TDS 1/4 | buc | TDS | 76.47
25172 | Aerisitor Manual TDS 1/4 | buc | TDS | 30.77
24616 | Cap termostat TDM TT3015 | buc | TDM Brass SRL | 184.5
25171 | Curba Conductoare PEX TDS | buc | TDS | 9.33
16966 | IVR Robinet Echilibrare 1'' (509069) | buc | IVAR | 2013.1
16962 | IVR Robinet Echilibrare 1''1/2 (509139) | buc | IVAR | 2873.49
16967 | IVR Robinet Echilibrare 1''1/4 (509070) | buc | IVAR | 2351.15
16964 | IVR Robinet Echilibrare 1/2 (509067) | buc | IVAR | 1721.39
16968 | IVR Robinet Echilibrare 2" (509072) | buc | IVAR | 3831.04
16965 | IVR Robinet Echilibrare 3/4 (509068) | buc | IVAR | 1864.48
16914 | IVR Robinet Golire 1/2 (500125) | buc | IVAR | 92.05
23792 | IVR Robinet RETUR unghi 1/2FM (500652RC) | buc | IVAR | 107.63
16898 | IVR Robinet RETUR unghi 1/2FM LIGHT (510218RC) | buc | IVAR | 104.55
20603 | IVR Robinet RETUR unghi 1/2M EK (500053) | buc | IVAR | 112.75
23057 | IVR Robinet termostat drept 1/2FM | buc | IVAR | 221.4
23058 | IVR Robinet termostat drept 1/2M EK (500473RC) | buc | IVAR | 231.45
16896 | IVR Robinet termostat unghi 1/2FM (500501RC) | buc | IVAR | 169.13
23059 | IVR Robinet termostat unghi 1/2M EK(500805RC) | buc | IVAR | 184.5
23793 | IVR Robinet TUR unghi 1/2FM (501457RC) | buc | IVAR | 143.5
16897 | IVR Robinet TUR unghi 1/2FM LIGHT (510215RC) | buc | IVAR | 102.5
20602 | IVR Robinet TUR unghi 1/2M EK (501567) | buc | IVAR | 133.25
26251 | Robinet aerisire aut.PN10/16 DN50 | buc | NORSON | 3177.5
23900 | Robinet colt crom p/u lavoar ARCO d1/2x1/2(Nov92 Mac) | buc | METROTERM | 111.99
23902 | Robinet colt crom p/u lavoar ARCO d1/2x1/2(VTQ005) | buc | METROTERM | 84
23901 | Robinet colt crom p/u lavoar ARCO d1/2x3/8(Nov77 Mac) | buc | METROTERM | 111.99
24298 | Robinet colt masina spalat NIKEL TDS 1/2Mx3/4M | buc | TDS | 83.93
23906 | Robinet colt p/u masina de spalat ARCO ABS d1/2x3/4(Z0915) | buc | METROTERM | 110.88
23470 | Robinet colt p/u masina de spalat inox 304 / 1964 | buc | METROTERM | 96
22461 | Robinet colt p/u lavuar / 1251 | buc | METROTERM | 45.89
23310 | Robinet colt p/u lavuar inox 304 / 1902 | buc | METROTERM | 90
23311 | Robinet colt p/u lavuar nichelat/ 1386 | buc | METROTERM | 76.8
24296 | Robinet colt sub lavuar CHROME TDS 1/2Mx1/2M | buc | TDS | 121.23
24297 | Robinet colt sub lavuar NIKEL TDS 1/2Mx1/2M | buc | TDS | 158.53
23898 | Robinet cu bila ARCO FF d1/2 (153103) | buc | METROTERM | 89.61
23899 | Robinet cu bila ARCO FF d3/4(153104) | buc | METROTERM | 134.4
11018 | Robinet cu bila brass 20*1/2F | buc | RIFENG | 57.44
13537 | Robinet cu bila brass 20*1/2M fluture | buc | RIFENG | 56.14
11194 | Robinet cu bila brass 25*1F | buc | RIFENG | 91.76
11020 | Robinet cu bila brass 25*3/4F | buc | RIFENG | 76.84
11195 | Robinet cu bila brass 32*1F | buc | RIFENG | 121.23
11021 | Robinet cu bila brass d16 | buc | RIFENG | 49.24
11022 | Robinet cu bila brass d20 | buc | RIFENG | 62.1
13531 | Robinet cu bila brass d25 | buc | RIFENG | 67.33
13532 | Robinet cu bila brass d32 | buc | RIFENG | 189.48
14358 | Robinet cu bila demontabil ppr d20*1/2F | buc | RIFENG | 79.08
14357 | Robinet cu bila demontabil ppr d25*3/4F | buc | RIFENG | 103.88
25952 | Robinet cu bila FF 1 + FiltruTDS | buc | TDS | 298.4
18015 | Robinet cu bila FF 1 TDM | buc | TDM Brass SRL | 181.43
25950 | Robinet cu bila FF 1/2 + FiltruTDS | buc | TDS | 98.85
18013 | Robinet cu bila FF 1/2 TDM | buc | TDM Brass SRL | 80.98
24618 | Robinet cu bila FF 11/2 TDM | buc | TDM Brass SRL | 435.63
24617 | Robinet cu bila FF 11/4 TDM | buc | TDM Brass SRL | 292.13
24619 | Robinet cu bila FF 2 TDM | buc | TDM Brass SRL | 676.5
25951 | Robinet cu bila FF 3/4 + FiltruTDS | buc | TDS | 165.05
18014 | Robinet cu bila FF 3/4 TDM | buc | TDM Brass SRL | 121.98
22551 | Robinet cu bila FF Kalde 1 | buc | Kalde | 185.57
23142 | Robinet cu bila FF Kalde 1 ECO | buc | Kalde | 140.06
22948 | Robinet cu bila FF Kalde 1/2 | buc | Kalde | 61.55
23140 | Robinet cu bila FF Kalde 1/2 ECO | buc | Kalde | 46.25
25152 | Robinet cu bila FF Kalde 1/2 Serie noua | buc | Kalde | 62.48
22844 | Robinet cu bila FF Kalde 11/2 | buc | Kalde | 466.25
22552 | Robinet cu bila FF Kalde 11/4 | buc | Kalde | 308.1
22553 | Robinet cu bila FF Kalde 2 | buc | Kalde | 662.08
23141 | Robinet cu bila FF Kalde 3/4 Serie noua | buc | Kalde | 77.77
18018 | Robinet cu bila MF 1 TDM | buc | TDM Brass SRL | 202.95
18016 | Robinet cu bila MF 1/2 TDM | buc | TDM Brass SRL | 92.25
24621 | Robinet cu bila MF 11/2 TDM | buc | TDM Brass SRL | 463.3
24620 | Robinet cu bila MF 11/4 TDM | buc | TDM Brass SRL | 322.88
24622 | Robinet cu bila MF 2 TDM | buc | TDM Brass SRL | 779
18017 | Robinet cu bila MF 3/4 TDM | buc | TDM Brass SRL | 139.4
22554 | Robinet cu bila MF Kalde 1 | buc | Kalde | 186.5
22555 | Robinet cu bila MF Kalde 1/2 | buc | Kalde | 65.28
25153 | Robinet cu bila MF Kalde 1/2 Serie noua | buc | Kalde | 65.09
22845 | Robinet cu bila MF Kalde 11/2 | buc | Kalde | 522.2
22557 | Robinet cu bila MF Kalde 11/4 | buc | Kalde | 307.73
22846 | Robinet cu bila MF Kalde 2 | buc | Kalde | 652.75
22556 | Robinet cu bila MF Kalde 3/4 | buc | Kalde | 109.1
25154 | Robinet cu bila MF Kalde 3/4 Serie noua | buc | Kalde | 107.8
23040 | Robinet cu bila MF Kalde fluture 11/4 | buc | Kalde | 260.54
23143 | Robinet cu bila MF Kalde Super Eco 1 | buc | Kalde | 142.86
22558 | Robinet cu bila MF Kalde Super Eco 1/2 | buc | Kalde | 38.23
22559 | Robinet cu bila MF Kalde Super Eco 3/4 | buc | Kalde | 57.44
22847 | Robinet cu bila MF Kalde Super Eko 1/2 | buc | Kalde | 34.5
11201 | Robinet cu bila p/u colector d20 | buc | RIFENG | 50.91
1130 | Robinet cu bila PPR FV PLAST d20 | buc | FV PLAST | 111.73
1131 | Robinet cu bila PPR FV PLAST d25 | buc | FV PLAST | 150.68
1132 | Robinet cu bila PPR FV PLAST d32 | buc | FV PLAST | 227.96
1133 | Robinet cu bila PPR FV PLAST d40 | buc | FV PLAST | 301.35
11098 | Robinet cu bila PPR FV PLAST d50 | buc | FV PLAST | 455.1
11099 | Robinet cu bila PPR FV PLAST d63 | buc | FV PLAST | 656
22565 | Robinet cu bila PPR Kalde/Hidros d20 Alb | buc | Kalde | 33.57
22568 | Robinet cu bila PPR Kalde/Hidros d20 Gri | buc | Kalde | 33.57
22566 | Robinet cu bila PPR Kalde/Hidros d25 Alb | buc | Kalde | 48.49
22569 | Robinet cu bila PPR Kalde/Hidros d25 Gri | buc | Kalde | 48.49
22950 | Robinet cu bila PPR Kalde/Hidros d32 / Gri | buc | Kalde | 77.96
22946 | Robinet cu bila PPR Kalde/Hidros d32 Alb | buc | Kalde | 74.6
22570 | Robinet cu bila PPR Kalde/Hidros d32 Gri | buc | Kalde | 74.6
24523 | Robinet cu bila PPR Kalde/Hidros d40 Alb | buc | Kalde | 137.08
24524 | Robinet cu bila PPR Kalde/Hidros d40 Gri | buc | Kalde | 137.08
24525 | Robinet cu bila PPR Kalde/Hidros d50 Gri | buc | Kalde | 248.05
24526 | Robinet cu bila PPR Kalde/Hidros d63 Gri | buc | Kalde | 391.65
18007 | Robinet cu olandez colt MF 1 TDM | buc | TDM Brass SRL | 339.28
18005 | Robinet cu olandez colt MF 1/2 TDM | buc | TDM Brass SRL | 133.25
18006 | Robinet cu olandez colt MF 3/4 TDM | buc | TDM Brass SRL | 196.39
17685 | Robinet cu olandez colt MF DN20 KE-280R | buc | SLOVARM | 130.38
25947 | Robinet cu olandez MF 1 + termometru TDS | buc | TDS | 313.32
17999 | Robinet cu olandez MF 1 TDM | buc | TDM Brass SRL | 312.63
17997 | Robinet cu olandez MF 1/2 TDM | buc | TDM Brass SRL | 104.55
18000 | Robinet cu olandez MF 11/4 TDM | buc | TDM Brass SRL | 397.29
17998 | Robinet cu olandez MF 3/4 TDM | buc | TDM Brass SRL | 184.5
22561 | Robinet cu olandez MF Kalde 1 | buc | Kalde | 247.11
22560 | Robinet cu olandez MF Kalde 1 1/4 | buc | Kalde | 345.03
22471 | Robinet cu olandez MF Kalde 1/2 | buc | Kalde | 83.93
23138 | Robinet cu olandez MF Kalde 1/2 (ECO) | buc | Kalde | 71.62
22475 | Robinet cu olandez MF Kalde 3/4 | buc | Kalde | 130.55
23139 | Robinet cu olandez MF Kalde 3/4 (ECO) | buc | Kalde | 112.65
25650 | Robinet de scurgere 1/2 / 2620 | buc | METROTERM | 60
22562 | Robinet de scurgere colt Kalde 1/2 | buc | Kalde | 82.06
23641 | Robinet din fonta plat PN10 D100 | buc | NORSON | 2029.5
23642 | Robinet din fonta plat PN10 D125 | buc | NORSON | 3495.66
23643 | Robinet din fonta plat PN10 D150 | buc | NORSON | 3792.5
23638 | Robinet din fonta plat PN10 D50 | buc | NORSON | 1230
23639 | Robinet din fonta plat PN10 D65 | buc | NORSON | 1722.82
23640 | Robinet din fonta plat PN10 D80 | buc | NORSON | 1742.5
11874 | Robinet DN 20 MM SL KE-250 | buc | SLOVARM | 60.07
11667 | Robinet DN 50 FF SL KE-231 | buc | SLOVARM | 296.02
11670 | Robinet FF DN 100 SL KE-231 | buc | SLOVARM | 2067.63
11663 | Robinet FF DN 20 SL KE-230 | buc | SLOVARM | 51.25
11664 | Robinet FF DN 25 SL KE-230 | buc | SLOVARM | 82.82
11665 | Robinet FF DN 32 SL KE-231 | buc | SLOVARM | 129.15
11666 | Robinet FF DN 40 SL KE-231 | buc | SLOVARM | 200.08
11668 | Robinet FF DN 65 SL KE-231 | buc | SLOVARM | 714.84
26173 | Robinet Fluture PN10/16 D100 | buc | NORSON | 963.5
26174 | Robinet Fluture PN10/16 D125 | buc | NORSON | 1373.5
26175 | Robinet Fluture PN10/16 D150 | buc | NORSON | 1558
26170 | Robinet Fluture PN10/16 D50 | buc | NORSON | 574
26171 | Robinet Fluture PN10/16 D65 | buc | NORSON | 656
26172 | Robinet Fluture PN10/16 D80 | buc | NORSON | 779
22160 | Robinet Maevschi 1/2" / 1258 | buc | METROTERM | 12
11671 | Robinet MF DN 15 KE-240 SL | buc | SLOVARM | 38.34
11672 | Robinet MF DN 20 SL KE-240 | buc | SLOVARM | 56.38
11673 | Robinet MF DN 25 SL KE-240 | buc | SLOVARM | 90.82
11674 | Robinet MF DN 32 SL KE-241 | buc | SLOVARM | 139.2
11675 | Robinet MF DN 40 SL KE-241 | buc | SLOVARM | 209.1
12895 | Robinet olandez DN15 KE-280 | buc | SLOVARM | 59.04
17684 | Robinet olandez DN15 KE-280 R | buc | SLOVARM | 83.64
12896 | Robinet olandez DN20 KE-280 | buc | SLOVARM | 89.18
12898 | Robinet olandez DN32 KE-280 | buc | SLOVARM | 173.84
13663 | Robinet PE FF Mini 1/2x1/2 | buc | PO-EL-SAN | 7.83
13664 | Robinet PE FF Mini 3/4x3/4 | buc | PO-EL-SAN | 8.02
13661 | Robinet PE Mini d20x1/2M | buc | PO-EL-SAN | 12.5
13662 | Robinet PE Mini d20x3/4F | buc | PO-EL-SAN | 12.12
13660 | Robinet PE Mini TT d20 | buc | PO-EL-SAN | 13.43
13653 | Robinet PE PN10 d32x1F | buc | PO-EL-SAN | 29.65
13652 | Robinet PE PN10 d32x3/4F | buc | PO-EL-SAN | 29.65
13654 | Robinet PE PN10 d40x1"1/4F | buc | PO-EL-SAN | 91.94
13649 | Robinet PE PN10 d40x1"1/4M | buc | PO-EL-SAN | 55.39
13655 | Robinet PE PN10 d50x1"1/2F | buc | PO-EL-SAN | 71.24
13650 | Robinet PE PN10 d50x1"1/2M | buc | PO-EL-SAN | 76.28
13656 | Robinet PE PN10 d63x2F | buc | PO-EL-SAN | 100.15
13651 | Robinet PE PN10 d63x2M | buc | PO-EL-SAN | 135.77
13657 | Robinet PE PN10 TT d40 | buc | PO-EL-SAN | 62.29
13658 | Robinet PE PN10 TT d50 | buc | PO-EL-SAN | 84.67
13659 | Robinet PE PN10 TT d63 | buc | PO-EL-SAN | 114.32
13665 | Robinet PE trecere furtun d20x16 | buc | PO-EL-SAN | 10.82
13666 | Robinet PE trecere furtun d20x20 | buc | PO-EL-SAN | 11
13667 | Robinet PE trecere furtun d25x16 | buc | PO-EL-SAN | 11
13668 | Robinet PE trecere furtun d25x20 | buc | PO-EL-SAN | 11
22567 | Robinet PPR calorifer Kalde/Hidros colt 20x1/2 Alb | buc | Kalde | 74.6
22947 | Robinet PPR calorifer Kalde/Hidros colt 20x1/2 Gri | buc | Kalde | 85.79
23041 | Robinet PPR calorifer Kalde/Hidros drept 20x1/2 Alb | buc | Kalde | 74.6
1077 | Robinet PPR FV PLAST d20 | buc | FV PLAST | 139.81
13790 | Robinet PPR FV PLAST d20 cu dezaerator | buc | FV PLAST | 155.39
1078 | Robinet PPR FV PLAST d25 | buc | FV PLAST | 178.76
1102 | Robinet PPR FV PLAST d32 | buc | FV PLAST | 260.35
1103 | Robinet PPR FV PLAST d40 | buc | FV PLAST | 339.69
24295 | Robinet RETUR colt CHROME TDS O-ring d1/2 | buc | TDS | 121.23
11692 | Robinet RETUR colt DN15 SL VE4309A | buc | SLOVARM | 52.89
22564 | Robinet RETUR colt Kalde 1/2 | buc | Kalde | 74.6
24289 | Robinet RETUR colt TDS O-ring d1/2 | buc | TDS | 80.2
24291 | Robinet RETUR colt TDS O-ring d1/2x16 | buc | TDS | 88.59
11693 | Robinet RETUR drept DN15 SL VE4308A | buc | SLOVARM | 54.94
13688 | Robinet RETUR drept Gerpex d16*1/2 | buc | RIFENG | 74.04
25958 | Robinet RETUR drept TDS O-ring d1/2 | buc | TDS | 83.93
24611 | Robinet RETUR unghi 1/2-16 DAGC1212 TDM | buc | TDM Brass SRL | 100.04
24613 | Robinet RETUR unghi 1/2x1/2 DATFGC1212 TDM | buc | TDM Brass SRL | 101.48
26169 | Robinet RSP bronz/bronz PN10/16 D100 INCALZIRE | buc | NORSON | 3977
26167 | Robinet RSP bronz/bronz PN10/16 D65 INCALZIRE | buc | NORSON | 2460
26168 | Robinet RSP bronz/bronz PN10/16 D80 INCALZIRE | buc | NORSON | 2952
24309 | Robinet scurgere TDS pentru distrubuitor d1" | buc | TDS | 105.37
25170 | Robinet scurgere TDS pentru distrubuitor d1"+ Aeresitor | buc | TDS | 186.5
19780 | Robinet sertar 1/2 | buc | TDM Brass SRL | 100.45
19784 | Robinet sertar 11/2 | buc | TDM Brass SRL | 322.26
19783 | Robinet sertar 11/4 | buc | TDM Brass SRL | 249.69
19781 | Robinet sertar 3/4 | buc | TDM Brass SRL | 101.27
19782 | Robinet sertar d1 TDM | buc | TDM Brass SRL | 159.49
19785 | Robinet sertar d2 TDM | buc | TDM Brass SRL | 548.38
1134 | Robinet supapa cu sens opus d20 | buc | FV PLAST | 68.06
1135 | Robinet supapa cu sens opus d25 | buc | FV PLAST | 68.06
24293 | Robinet termostatabil TDS O-ring d1/2 | buc | TDS | 102.58
24615 | Robinet termostatic unghi 1/2-1/2 VATFSGC1212 TDM | buc | TDM Brass SRL | 170.15
24614 | Robinet termostatic unghi 1/2-16 VATSGC1212 TDM | buc | TDM Brass SRL | 159.9
18201 | Robinet trecere la furtun 1/2 TDM | buc | TDM Brass SRL | 102.5
18202 | Robinet trecere la furtun 3/4 TDM | buc | TDM Brass SRL | 138.99
14352 | Robinet trecere la furtun DN 20 KE233 | buc | SLOVARM | 56.17
24294 | Robinet TUR colt CHROME TDS O-ring d1/2x16 | buc | TDS | 160.39
11691 | Robinet TUR colt DN15 SL VE4233A | buc | SLOVARM | 57.81
22563 | Robinet TUR colt Kalde 1/2 | buc | Kalde | 79.08
24288 | Robinet TUR colt TDS O-ring d1/2 | buc | TDS | 80.2
25956 | Robinet TUR colt TDS O-ring d1/2 (TIP ECO) | buc | TDS | 70.87
24290 | Robinet TUR colt TDS O-ring d1/2x16 | buc | TDS | 91.39
13681 | Robinet TUR drept DN15 RIFENG | buc | RIFENG | 51.66
11690 | Robinet TUR drept DN15 SL VE4232A | buc | SLOVARM | 57.2
13669 | Robinet TUR drept Gerpex d16*1/2 (R) | buc | RIFENG | 85.23
25957 | Robinet TUR drept TDS O-ring d1/2 | buc | TDS | 91.39
24610 | Robinet TUR unghi 1/2-16 VAGC1212 TDM | buc | TDM Brass SRL | 107.63
24612 | Robinet TUR unghi 1/2x1/2 VATFGC1212 TDM | buc | TDM Brass SRL | 109.68
24090 | Robinet umplere automat 1/2 IT | buc | BIRAL | 630.48
26250 | RSP plat cu roata manevra PN16 DN200 | buc | NORSON | 7175
24483 | RSP plat cu roata manevra PN16 DN300 | buc | NORSON | 17835
SISTEME FILTRARE
25146 | Filtru Centrala DIRTSTOP 3/4 (520049W) | buc | IVAR | 1640
20132 | Filtru magnetic SALUS | buc | SALUS | 2914.49
SISTEME FILTRARE TRATARE
23947 | Cartus carbune carbon bloc CTO 10 standart | buc | METROTERM | 56
23948 | Cartus carbune carbon bloc CTO 5 standart | buc | METROTERM | 35
23944 | Cartus carbune granulat GAC-5 | buc | METROTERM | 29
18003 | Cartus de schimb CPP 10(Sanic-10mcr) | buc | METROTERM | 118.52
23952 | Cartus de schimb K1 BIG 10 BB (20mcr) / 84219900 | buc | METROTERM | 220
26578 | Cartus de schimb K1 BIG 20 BB (10mcr) / 84219900 | buc | METROTERM | 265
23953 | Cartus de schimb K1 BIG 20 BB (20mcr) / 84219900 | buc | METROTERM | 310
26583 | Cartus de schimb K1 BIG 20 BB (5 mcr) / 84219900 | buc | METROTERM | 260
23954 | Cartus de schimb K1H BIG 10 BB (20mcr) / 84219900 | buc | METROTERM | 240
23355 | Cartus de schimb K1H BIG 20 BB (20mcr) / 84219900 | buc | METROTERM | 370
26584 | Cartus de schimb K1H BIG 20 BB (5 mcr) / 84219900 | buc | METROTERM | 370
25305 | Cartus de schimb K3 AN | buc | METROTERM | 215
23955 | Cartus de schimb K3 BIG 10 BB | buc | METROTERM | 717.59
23956 | Cartus de schimb K3 BIG 20 BB | buc | METROTERM | 1549.99
23957 | Cartus de schimb K5 BIG 10 BB | buc | METROTERM | 717.59
23958 | Cartus de schimb K5 BIG 20 BB | buc | METROTERM | 1600
18004 | Cartus de schimb PP 10 (1mcr) | buc | METROTERM | 49.25
23942 | Cartus de schimb PP 10 SX-25 MCR | buc | METROTERM | 160.74
23951 | Cartus de schimb PP5-1 "subtiri 5"(10,20 mcn) polipropilena | buc | METROTERM | 27.77
21797 | Cartus de schimb PP5-2 "gros 5"(10,20 mcn) Breeze polipropilena | buc | METROTERM | 34
17650 | Cartus de schimb SFC 10 | buc | METROTERM | 48.73
17651 | Cartus de schimb SFC 5 | buc | METROTERM | 38.35
23940 | Cartus FA 10 Sanic SX (25mcr) ata | buc | METROTERM | 115
23949 | Cartus multefunctional SFC 10 / 84219900 | buc | METROTERM | 68
23950 | Cartus multefunctional SFC 5 | buc | METROTERM | 46
23943 | Cartus PL 10 AquaF FCCEL 20 mcr | buc | METROTERM | 104
23928 | Catridj RAH 90MCR inox | buc | METROTERM | 413.35
23930 | Catridj RLH 90MCR plastic | buc | METROTERM | 157.86
16613 | Filtru Barier Standart | buc | METROTERM | 1200
16758 | Filtru cu granule FF 103 | buc | METROTERM | 299
23912 | Filtru DP 10 BB mono Big / 84219900 | buc | METROTERM | 1270
23913 | Filtru DP 10 BB mono Big transporent | buc | METROTERM | 1635.07
23937 | Filtru DP 10 duo 3/4 / 84212100 | buc | METROTERM | 655
18001 | Filtru DP 10 mono 1/2 Sanic | buc | METROTERM | 510
18002 | Filtru DP 10 mono 3/4 Sanic | buc | METROTERM | 510
23938 | Filtru DP 10 trio 3/4 | buc | METROTERM | 1275
23976 | Filtru DP 20 BB duo transporent 1" | buc | METROTERM | 3675
23915 | Filtru DP 20 BB mono Big | buc | METROTERM | 1439.29
23354 | Filtru DP 20 BB mono big transparent / 84219900 | buc | METROTERM | 2074.06
23914 | Filtru DP 20 BB mono Big transporent | buc | METROTERM | 2009.27
23945 | Filtru Gheizer-Djambo 10" (1") | buc | METROTERM | 1377.78
23960 | Filtru Gheizer-Djambo 20" (1") | buc | METROTERM | 1837.05
23920 | Filtru magnetic 3/4 | buc | METROTERM | 205
23922 | Filtru p/u masina de spalat silifos FF104 | buc | METROTERM | 130
23924 | Hidra 3/4- RAH- 90MCR inox | buc | METROTERM | 1550
23925 | Hidra Duo 3/4- RLH- 90MCR plastic | buc | METROTERM | 1480
23980 | Osmos Nobel aqua 4 | buc | METROTERM | 6666.66
23975 | Poliphosfat Media 0.5kg | buc | METROTERM | 112
23356 | Sistem de filtrare Nobel Aqua Trio / 84212100 | buc | METROTERM | 1272.11
25019 | Statie dedurizare Q=1.5mc/h Simplex 18 (cu By-Pass) | buc | VALROM | 11275
17243 | Statie dedurizare Q=1.8mc/h 50kg NSC17 (cu By-Pass) | buc | VALROM | 20085.9
TEVI PEX AL PEX
21064 | Teava PE RT tip II cu bariera de oxigen D16x2.0mm Rosie | m | VALROM | 15.79
18097 | Teava PE RT tip II cu bariera de oxigen D16x2.0mm Verde | m | VALROM | 16.4
23795 | Teava PE-RT/EVOH IVAR cu bariera de oxigen colac-600m d16/2 | m | IVAR | 14.15
23544 | Teava PE-XA/EVOH IVAR cu bariera de oxigen colac-250m d20/2 | m | IVAR | 25.63
23794 | Teava PE-XA/EVOH IVAR cu bariera de oxigen colac-600m d16/2 | m | IVAR | 17.02
24667 | Teava Pert-Al-Pert 16x2.0-400m | м | FV PLAST | 16.81
24668 | Teava Pert-Al-Pert 20x2.0-200m | м | FV PLAST | 26.65
24669 | Teava PERT-EVOH FV PLAST cu bariera de oxigen16x2.0-400m | м | FV PLAST | 11.89
22458 | Teava PEX IVAR cu bariera de oxigen colac-100m d16/2 | m | IVAR | 19.27
20508 | Teava PEX IVAR cu bariera de oxigen colac-200m d16/2 | m | IVAR | 19.27
20509 | Teava PEX IVAR cu bariera de oxigen colac-600m d16/2 | m | IVAR | 19.27
14492 | Teava PEX KIT VALROM d16 | м | VALROM | 14.56
25666 | Teava PEX-B cu bariera de oxigen D16x2.0mm Rosie | м | VALROM | 12.92
17300 | Teava PEXAL FRANKISCHE d20x2 | m | IVAR | 26.04
20510 | Teava PEXAL IVAR colac-100m d16/2 | m | IVAR | 22.96
23324 | Teava PEXAL IVAR colac-100m d20/2 | m | IVAR | 34.03
20511 | Teava PEXAL IVAR colac-200m d16/2 | m | IVAR | 22.96
20925 | Teava PEXAL IVAR colac-50m d26/3 | m | IVAR | 78.31
26547 | Teava PEXAL IVAR cu izolatie d16/2 Albastra | м | IVAR | 30.75
20512 | Teava PEXAL IVAR cu izolatie d16/2 Rosie | m | IVAR | 30.75
23326 | Teava PEXAL IVAR cu izolatie d20/2 Rosie | m | IVAR | 44.08
23327 | Teava PEXAL IVAR cu izolatie d26/3 Rosie | m | IVAR | 93.89
26389 | Teava PEXAL IVAR cu izolatie d32/3 Rosie | м | IVAR | 123
23325 | Teava PEXAL IVAR d32/3 | m | IVAR | 141.66
24322 | Teava PEXAL Valsir d16x2 izolata | м | METROTERM | 28.8
TEVI PPR 3
14246 | Teava PP-RCT FV PLAST d20 FASER | m | FV PLAST | 26.45
14247 | Teava PP-RCT FV PLAST d25 FASER | m | FV PLAST | 38.54
14248 | Teava PP-RCT FV PLAST d32 FASER | m | FV PLAST | 68.68
14249 | Teava PP-RCT FV PLAST d40 FASER | m | FV PLAST | 112.75
14324 | Teava PP-RCT FV PLAST d50 FASER | м | FV PLAST | 153.75
14325 | Teava PP-RCT FV PLAST d63 FASER | м | FV PLAST | 260.35
11051 | Teava PPR FV PLAST p/u podele calde d16 | м | FV PLAST | 14.56
11052 | Teava PPR FV PLAST p/u podele calde d20 | м | FV PLAST | 16.4
1001 | Teava PPR FV PLAST PN16 d20 | м | FV PLAST | 14.35
1002 | Teava PPR FV PLAST PN16 d25 | м | FV PLAST | 24.4
1003 | Teava PPR FV PLAST PN16 d32 | м | FV PLAST | 46.13
1004 | Teava PPR FV PLAST PN16 d40 | м | FV PLAST | 70.93
12105 | Teava PPR FV PLAST PN16 d63 | м | FV PLAST | 157.44
12083 | Teava PPR FV PLAST PN16 d75 | м | FV PLAST | 203.36
25925 | Teava PPR FV PLAST PN16 d90 | м | FV PLAST | 296.84
1005 | Teava PPR FV PLAST PN20 d20 | м | FV PLAST | 17.43
1080 | Teava PPR FV PLAST PN20 d20 STABI | м | FV PLAST | 35.88
1006 | Teava PPR FV PLAST PN20 d25 | м | FV PLAST | 27.68
1081 | Teava PPR FV PLAST PN20 d25 STABI | м | FV PLAST | 48.38
1007 | Teava PPR FV PLAST PN20 d32 | м | FV PLAST | 50.43
1082 | Teava PPR FV PLAST PN20 d32 STABI | м | FV PLAST | 75.85
1008 | Teava PPR FV PLAST PN20 d40 | м | FV PLAST | 72.78
11046 | Teava PPR FV PLAST PN20 d40 STABI | м | FV PLAST | 106.6
11049 | Teava PPR FV PLAST PN20 d50 | м | FV PLAST | 142.48
11047 | Teava PPR FV PLAST PN20 d50 STABI | м | FV PLAST | 169.95
11050 | Teava PPR FV PLAST PN20 d63 | м | FV PLAST | 180.4
11048 | Teava PPR FV PLAST PN20 d63 STABI | м | FV PLAST | 299.92
21223 | Teava PPR FV PLAST PN20 d75 | m | FV PLAST | 299.92
21224 | Teava PPR FV PLAST PN20 d90 | m | FV PLAST | 446.9
22581 | Teava PPR Kalde/Hidros Alb PN20 d20 | m | Kalde | 15.29
26215 | Teava PPR Kalde/Hidros Alb PN20 d20 FIBRA | m | Kalde | 16.6
22582 | Teava PPR Kalde/Hidros Alb PN20 d25 | m | Kalde | 24.25
22571 | Teava PPR Kalde/Hidros Alb PN20 d32 FIBRA | m | Kalde | 43.27
22572 | Teava PPR Kalde/Hidros Alb PN20 d40 FIBRA | m | Kalde | 72.74
22573 | Teava PPR Kalde/Hidros Alb PN20 d50 FIBRA | m | Kalde | 108.17
22577 | Teava PPR Kalde/Hidros Alb PN25 d20 FIBRA | m | Kalde | 18.65
22578 | Teava PPR Kalde/Hidros Alb PN25 d25 FIBRA | m | Kalde | 28.72
22583 | Teava PPR Kalde/Hidros Gri PN20 d20 | m | Kalde | 15.29
22584 | Teava PPR Kalde/Hidros Gri PN20 d25 | m | Kalde | 24.25
22585 | Teava PPR Kalde/Hidros Gri PN20 d32 | m | Kalde | 40.47
22574 | Teava PPR Kalde/Hidros Gri PN20 d32 FIBRA | m | Kalde | 43.27
22575 | Teava PPR Kalde/Hidros Gri PN20 d40 FIBRA | m | Kalde | 63.22
25632 | Teava PPR Kalde/Hidros Gri PN20 d50 | m | Kalde | 102.58
22576 | Teava PPR Kalde/Hidros Gri PN20 d50 FIBRA | m | Kalde | 109.1
24489 | Teava PPR Kalde/Hidros Gri PN20 d63 | m | Kalde | 158.53
24490 | Teava PPR Kalde/Hidros Gri PN20 d63 FIBRA | m | Kalde | 158.53
22579 | Teava PPR Kalde/Hidros Gri PN25 d20 FIBRA | m | Kalde | 18.65
22580 | Teava PPR Kalde/Hidros Gri PN25 d25 FIBRA | m | Kalde | 28.72
TEVI PVC PENTRU FORAJ
26234 | Centror PP Teava Puturi 120-100-80 | buc | VALPLAST | 30.75
21853 | Filtru PVC foraj R10 D125*6,0mm, L-5m,Pas 0,75mm | buc | VALPLAST | 1699.86
21896 | Filtru PVC foraj R10 D125*6,0mm, L-5m,Pas 3mm | buc | VALPLAST | 1699.86
22961 | Filtru PVC foraj R10 D140*6.7mm, L-4m,Pas 0,75mm | buc | VALPLAST | 1633.24
21852 | Filtru PVC foraj R10 D140*6.7mm, L-5m,Pas 0,75mm | buc | VALPLAST | 1968
21709 | Filtru PVC foraj R10 D140*6.7mm, L-5m,Pas 3mm | buc | VALPLAST | 2039.96
21988 | Filtru PVC foraj R10 D160*7.7mm, L=5m,Pas 0,75mm | buc | VALPLAST | 2829
25918 | Filtru PVC foraj R10 D225*10,80mm, L-5m,Pas 0,75mm | buc | VALPLAST | 5022.5
26546 | Filtru PVC foraj R10 D90 L-5m,Pas 0,75mm | buc | VALPLAST | 997.12
23090 | Filtru PVC foraj R16 D125*9.3mm, L-5m,Pas 0,75mm | buc | VALPLAST | 2501
22960 | Filtru PVC foraj R16 D140*10.4mm, L-4m,Pas 0,75mm | buc | VALPLAST | 2575.21
22046 | Filtru PVC foraj R16 D140*10.4mm, L-5m,Pas 0,75mm | buc | VALPLAST | 2972.5
22408 | Filtru PVC foraj R16 D160*11.9mm, L-5m,Pas 0,75mm | buc | VALPLAST | 3947.07
21963 | Filtru PVC foraj R16 D180*13.4mm, L-5m,Pas 3mm | buc | VALPLAST | 5082.57
21854 | Filtru PVC foraj R8 D140*5,40mm, L-5m,Pas 0,75mm | buc | VALPLAST | 1702.73
26233 | Reductie Teava Puturi d140x125mm | buc | VALPLAST | 615
21856 | Tub PVC Filetat pt Foraj R 8 D140*5,4 L-5m | buc | VALPLAST | 1701.5
21855 | Tub PVC Filetat pt Foraj R10 D125*6,0 L-5m | buc | VALPLAST | 1619.5
22454 | Tub PVC Filetat pt Foraj R10 D140*6,7 L-4m | buc | VALPLAST | 1615.81
21674 | Tub PVC Filetat pt Foraj R10 D140*6,7 L-5m | buc | VALPLAST | 1681
21962 | Tub PVC Filetat pt Foraj R10 D180*8.6 L-5m | buc | VALPLAST | 3388.65
25917 | Tub PVC Filetat pt Foraj R10 D225*10.8 L-5m | buc | VALPLAST | 4920
22045 | Tub PVC Filetat pt Foraj R10 D90*4,7 L-5m | buc | VALPLAST | 977.03
21897 | Tub PVC Filetat pt Foraj R16 D125*9.3 L-5m | buc | VALPLAST | 2357.5
22455 | Tub PVC Filetat pt Foraj R16 D140*10.4 L-4m | buc | VALPLAST | 2476.2
21673 | Tub PVC Filetat pt Foraj R16 D140*10.4 L-5m | buc | VALPLAST | 2849.5
22407 | Tub PVC Filetat pt Foraj R16 D160*11.9 L-5m | buc | VALPLAST | 3795.37
21961 | Tub PVC Filetat pt Foraj R16 D180*13.4 L-5m | buc | VALPLAST | 4887
25246 | Tub PVC Filetat pt Foraj R16 D225*16.7 L-5m | buc | VALPLAST | 7298
25145 | Tub PVC Filetat pt Foraj R16 D90 L-5m | buc | VALPLAST | 1230
TEVI CUPRU
22970 | Teava Cupru Foma (bara 3m) d15x1 | m | FOMA | 132.23
22971 | Teava Cupru Foma (bara 3m) d18x1 | m | FOMA | 157.85
22972 | Teava Cupru Foma (bara 3m) d22x1 | m | FOMA | 179.38
22973 | Teava Cupru Foma (bara 3m) d28x1 | m | FOMA | 230.63
22969 | Teava Cupru Foma (bara 5m) d35x1 | m | FOMA | 330.05
TEVI POLIETELENA PRESIUNE
21707 | PE 100 Teava SDR11 PN16 d32x3.0 | m | VALROM | 19.68
21708 | PE 100 Teava SDR11 PN16 d40x3.7 | m | VALROM | 30.55
22113 | PE 100 Teava SDR11 PN16 d50x4.6 | m | VALROM | 49
26227 | PE 100 Teava SDR11 PN16 d63x5.8 | м | VALROM | 73.6
22406 | PE 100 Teava SDR17 PN10 d110 | m | VALROM | 169.74
12953 | PE 100 Teava SDR17 PN10 d110 | м | VALROM | 164
12947 | PE 100 Teava SDR17 PN10 d20 | м | VALROM | 7.59
24593 | PE 100 Teava SDR17 PN10 d20 PALPL. | m | METROTERM | 8.31
12948 | PE 100 Teava SDR17 PN10 d25 | м | VALROM | 10.25
25882 | PE 100 Teava SDR17 PN10 d25x2 Albastra | м | VALROM | 10.66
25919 | PE 100 Teava SDR17 PN10 d315 | м | VALROM | 1066
14650 | PE 100 Teava SDR17 PN10 d32x2 | м | VALROM | 14.35
13935 | PE 100 Teava SDR17 PN10 d40x2.4 | м | VALROM | 19.89
12962 | PE 100 Teava SDR17 PN10 d50x3 | м | VALROM | 31.78
12963 | PE 100 Teava SDR17 PN10 d63x3.8 | м | VALROM | 46.74
26005 | PE 100 Teava SDR17 PN10 d63x3.8 Albastra | м | VALROM | 70.73
13162 | PE 100 Teava SDR17 PN10 d75 | м | VALROM | 85.08
20999 | PE 100 Teava SDR17 PN10 d90x5.4 | m | VALROM | 112.75
12943 | PE 100 Teava SDR17.6 PN6 d20 | м | VALROM | 6.77
12944 | PE 100 Teava SDR17.6 PN6 d25 | м | VALROM | 10.05
12945 | PE 100 Teava SDR17.6 PN6 d32 | м | VALROM | 14.15
26138 | PE 100 Teava SDR21 PN6 d25 | м | VALROM | 8.82
12946 | PE 100 Teava SDR21 PN6 d40 | м | VALROM | 20.5
12954 | PE 100 Teava SDR21 PN6 d50 | м | VALROM | 30.14
12956 | PE 100 Teava SDR21 PN6 d63 | м | VALROM | 44.9
13161 | PE 100 Teava SDR21 PN6 d75 | м | VALROM | 60.68
17161 | PE Tub PEHD PN6 d20 | m | VALROM | 5.54
17162 | PE Tub PEHD PN6 d25 | m | VALROM | 8.82
19587 | Tub PEHD Irigatie PN6 d20x1.5mm | m | VALROM | 5.54
19588 | Tub PEHD Irigatie PN 6 d16x2.0mm | m | VALROM | 5.95
VASE DE EXPANSIUNE HIDRO
13347 | Vas de exp. MAXIVAREM LS 100 L apa pot. | buc | VAREM | 4468.59
23424 | Vas de exp. MAXIVAREM LS 50 L apa pot.H.B.R. | buc | VAREM | 2365.09
13345 | Vas de exp. MAXIVAREM LS 60 L apa pot. | buc | VAREM | 2483.37
13348 | Vas de exp. MAXIVAREM LS 60 L apa pot.H.B.R. | buc | VAREM | 2799.69
13346 | Vas de exp. MAXIVAREM LS 80 L apa pot. | buc | VAREM | 3971.88
12818 | Vas de expans. CT2 24L LEO | buc | LEO PUMPS | 291.69
26420 | Vas de expansiune AQUASYSTEM AHX 24 INOX Orizontal 24-1" | buc | AQUASYSTEM | 4612.5
26421 | Vas de expansiune AQUASYSTEM AHX 50 INOX Orizontal 50-1" | buc | AQUASYSTEM | 6744.5
03. CANALIZARE
ACCESORII CANALIZARE
25183 | Brida ARP fixare cu diblu d15 (1/2) garnitura antizgomot (ACS0020) | buc | METROTERM | 6.5
25185 | Brida ARP fixare cu diblu d20 (3/4) garnitura antizgomot (ACS0025) | buc | METROTERM | 7.5
25186 | Brida ARP fixare cu diblu d25 (1 ) garnitura antizgomot (ACS0032) | buc | METROTERM | 8
25187 | Brida ARP fixare cu diblu d32 (11/4) garnitura antizgomot (ACS0040) | buc | METROTERM | 8.5
25188 | Brida ARP fixare cu diblu d40 (11/2) garnitura antizgomot (ACS0048) | buc | METROTERM | 9
25189 | Brida ARP fixare cu diblu d50 (2 ) garnitura antizgomot (ACS0056) | buc | METROTERM | 10
14371 | Brida fixare cu diblu si garnitura antizgomot d110 | buc | VALROM | 41
22984 | Brida fixare cu diblu si garnitura antizgomot d110 /52000017/ | buc | METROTERM | 18.36
22180 | Brida fixare cu diblu si garnitura antizgomot d110 ST | buc | METROTERM | 25.71
21764 | Brida fixare cu diblu si garnitura antizgomot d110 STC | buc | METROTERM | 20.16
22174 | Brida fixare cu diblu si garnitura antizgomot d15 ST | buc | METROTERM | 8.05
14372 | Brida fixare cu diblu si garnitura antizgomot d160 | buc | VALROM | 61.91
22175 | Brida fixare cu diblu si garnitura antizgomot d20 ST | buc | METROTERM | 8.76
14373 | Brida fixare cu diblu si garnitura antizgomot d200 | buc | VALROM | 102.5
14441 | Brida fixare cu diblu si garnitura antizgomot d32 | buc | VALROM | 16.2
14370 | Brida fixare cu diblu si garnitura antizgomot d40 | buc | VALROM | 16.61
22178 | Brida fixare cu diblu si garnitura antizgomot d40 ST | buc | METROTERM | 10.77
21766 | Brida fixare cu diblu si garnitura antizgomot d40 STC /52000015/ | buc | METROTERM | 11.88
14442 | Brida fixare cu diblu si garnitura antizgomot d50 | buc | VALROM | 18.86
22173 | Brida fixare cu diblu si garnitura antizgomot d50 ST | buc | METROTERM | 14.09
14443 | Brida fixare cu diblu si garnitura antizgomot d63 | buc | VALROM | 18.86
22179 | Brida fixare cu diblu si garnitura antizgomot d65 ST | buc | METROTERM | 19.66
14444 | Brida fixare cu diblu si garnitura antizgomot d75 | buc | VALROM | 33.42
22172 | Brida fixare cu diblu si garnitura antizgomot d75 ST | buc | METROTERM | 20.35
14445 | Brida fixare cu diblu si garnitura antizgomot d90 | buc | VALROM | 34.03
14652 | Clapeta de sens PVC d110 VALRPM | buc | VALROM | 1542.42
22450 | Clapeta fonta de retinere cu bila PN16 d80 VL | buc | VALROM | 3736.33
11840 | Clema PP d110 INTERPLAST | buc | INTERPLAST | 12.12
12879 | Clema PP d40 | buc | INTERPLAST | 7.27
22424 | Filtru fonta cu flanse PN16 d80 | buc | VALROM | 2711.54
14342 | Lubrifiant p/u tevi PP/PVC 250g | buc | VALROM | 51.25
20389 | Manjeta cauciuc d32/25 62TIA009 | buc | METROTERM | 11
20388 | Manjeta cauciuc d40/25 62TIA010 | buc | METROTERM | 9.3
20387 | Manjeta cauciuc d40/32 62TIA011 | buc | METROTERM | 9
20386 | Manjeta cauciuc d50/25 62TIA012 | buc | METROTERM | 11
13492 | Manjeta cauciuc d50/25 FIRAT | buc | FIRAT | 3.92
20385 | Manjeta cauciuc d50/32 62TIA013 | buc | METROTERM | 11
20384 | Manjeta cauciuc d50/40 62TIA014 | buc | METROTERM | 11
16779 | Manjeta PVC 50/40 | buc | METROTERM | 8.67
20721 | Piesa trecere prin camin PVC-Beton d160 L=240 | buc | VALPLAST | 226.73
20720 | Piesa trecere prin camin PVC-Beton d200 L=240 | buc | VALPLAST | 366.13
23205 | Sifon ciasa ghena 45 KALDE | buc | Kalde | 118.43
23206 | Sifon ciasa ghena 87 KALDE | buc | Kalde | 118.8
CAMINE DE VIZITARE + CAPACE
23754 | Camin Eco Water Kit D550 H=800 cu capac | buc | VALROM | 1399.95
26099 | Capac cu rama d805mm (40t) T2063TLN H10 | buc | METROTERM | 2355
17248 | Capac fonta CL C250 d555 | buc | VALROM | 2972.5
13581 | Capac fonta CL C250 d600 | buc | VALROM | 3280
26098 | Capac fonta cu rama C250 25t D805/600mm H8 | buc | METROTERM | 2100
25427 | Capac fonta cu rama C250 25t D805/630mm H9 | buc | METROTERM | 1590.03
25470 | Capac p/u fintina compozit NEGRU p/u zona pietonala dn630 730x50 25kg / 16501 | buc | METROTERM | 705
23760 | Capac p/u fintina compozit rotund negru 60.70.06 /30297-10/ | buc | METROTERM | 608
21777 | Capac p/u fintina compozit rotund negru 63.75.08.A15 /30298-30/ | buc | METROTERM | 660
23761 | Capac p/u fintina compozit rotund verde 60.70.06 /30297-12/ | buc | METROTERM | 680
21778 | Capac p/u fintina compozit rotund verde 63.75.08.A15 / 30298-32 | buc | METROTERM | 660
25471 | Capac p/u fintina compozit VERDE p/u zona pietonala dn630 730x50 25kg / 16500 | buc | METROTERM | 715
25827 | Capac p/u fintina patrat cu miner (393x393x24)zincat p/u camin PP400x400 B125/5000.258 | buc | METROTERM | 990
26069 | Capac p/u fintina patrat GRI cu 4 lacate A15 700x7000x80 p/u zone piet. / 35487-24 | buc | METROTERM | 990
25826 | Capac p/u fintina patrat VERDE cu 4 lacate A15 700x7000x80 p/u zone piet./ 35487-22 | buc | METROTERM | 990
21780 | Capac p/u fintina polimer patrat negru A15 680x680x80x / 35878-C | buc | METROTERM | 857.99
21779 | Capac p/u fintina polimer patrat verde A15 680x680x80x / 35878-3 | buc | METROTERM | 936
26115 | Capac Rezerv Apa Subteran 3000L 5000L | buc | VALROM | 647.8
25828 | Racord bilateral cu iesire oriz. d 110mm p/u rigola Spark dn 100 H70 / 682109 | buc | METROTERM | 60
DRENAJ DE SUPRAFATA
23511 | Complect rigola Spark PP DN100 1000x130x70 cu gratar A15 GRI / 08818-GRI | buc | METROTERM | 279
20672 | Complect rigola Spark PP DN100 1000x130x70 cu gratar PP A15 / 08818 | buc | METROTERM | 295
20670 | Complect rigola Spark PP DN70 1000x90x90 cu gratar A15 / 088011 | buc | METROTERM | 190
24678 | Conexiune Spark PP les.Vert.D75-110 pt.Rigola Spark DN70/6827-1 | buc | METROTERM | 36
20685 | Conexiune Spark PP p-u rigola Spark dn100 110x110x40 les.vert d100/6825 | buc | METROTERM | 60
21004 | Gratar OT ZN Basic 391x391x26 p/u camin 400x400 A15 / 34201 | buc | METROTERM | 500
23460 | Gratar p/u camin zone pietonale 400x400 A15 / 88472E | buc | METROTERM | 300
20680 | Gratar polymax Basic PP in fante 280x280x23 p/u camin 300x300 A15 / 3380 | buc | METROTERM | 110
21700 | Kit 003 CPE Rigola PP cu gratar OZ A15 pentru zone pietonale DN100 H80 | buc | METROTERM | 392.01
21757 | Kit 004 CPE Rigola PP cu gratar OZ A15 p/u zone pietonale DN100 H120 | buc | METROTERM | 385
21699 | Kit 006 CPE Rigola PP cu gratar OZ incarcare pina la 3t DN100 H120 | buc | METROTERM | 575
23512 | Kit 007 CPE Rigola PP cu gratar fonta pina la 25t DN100 H120 | buc | METROTERM | 800
21701 | Kit 012 CPE Rigola PP gratar din fonta CLASIC C250 incarcare pina la 25t DN200 H200 | buc | METROTERM | 1705.01
21698 | Kit 013 CPE Camin PP rotund,cos parafrunzar,gratar PP A15 p/u zone pieton. | buc | METROTERM | 399.6
21697 | Kit 014 CPE Camin patrat PP cu pereti, sifon si cos parafrunzar 300x300 | buc | METROTERM | 329
21696 | Kit 015 CPE stergator picioare | buc | METROTERM | 1363.85
21702 | Kit 036 CPE Rigola PP gratar fonta CLASIC C250 incarcare pina la 25t DN100 H120 | buc | METROTERM | 868.47
23081 | Kit Camin Spark patrat cu gratar in fante si cos parafrunzar 250x250/ 0867081 | buc | METROTERM | 305
25831 | Piesa capat PP universala p-u rigola DN100 H120-200mm / 6830-UA | buc | METROTERM | 45
20683 | Piesa capat rigola Spark PP dn100 ZLV125x110x70 / 6821/1 | buc | METROTERM | 56
25829 | Piesa capat universala p/u rigola Spark PP DN100 H70 / 6821-UA | buc | METROTERM | 60
21006 | Piesa de capat PP p/u rigola Spark DN70 / 6822 | buc | METROTERM | 21
20686 | Piesa trecere pu camin Spark DS-25 rotund de la rigola Spark dn100 / 6828 | buc | METROTERM | 40
23458 | Prelungitor camin 400x400 /78472E plastic, negru / 78472E | buc | METROTERM | 200
FITINGURI POLIPROPILENA
11828 | Capac PP d110 INTERPL. | buc | INTERPLAST | 8.39
16775 | Capac PP d110 TPGP | buc | TERAPLAST | 12.3
2055 | Capac PP d32 TRGP | buc | TERAPLAST | 6.77
11102 | Capac PP d40 TPGP | buc | TERAPLAST | 5.95
11829 | Capac PP d50 INTERPL. | buc | INTERPLAST | 3.36
2056 | Capac PP d50 TPGP | buc | TERAPLAST | 6.56
11998 | Capac PP d75 TPGP | buc | TERAPLAST | 18.45
24392 | Capac PP Rosturplast d110 /11307 | buc | RosTur | 8.39
24391 | Capac PP Rosturplast d50 /11306 | buc | RosTur | 3.54
11832 | Capac ventilare PP d110 INTERPLAST | buc | INTERPLAST | 29.84
11833 | Capac ventilare PP d50 INTERPLAST | buc | INTERPLAST | 17.72
16892 | Capac ventilare PP d50 TPGP | buc | TERAPLAST | 58.63
24395 | Clapeta aer PP Rosturplast d110/ 11304 | buc | RosTur | 67.7
13056 | Clapeta de sens PP d110 INTERPL. | buc | INTERPLAST | 279.75
14470 | Clapeta de sens PP d50 VALROM | buc | VALROM | 322.26
17727 | Compensator PP d110 /17104 UINIPL. | buc | METROTERM | 32.94
14466 | Compensator PP d110 VALROM | buc | VALROM | 75.03
17726 | Compensator PP d50 UNIPL. / 17102 | buc | METROTERM | 16
17718 | Cot PP d110/50x87 dreapta / 17161 UNIPL. | buc | METROTERM | 50
25832 | Cot PP d110/50x87 dreapta INTERPLAST | buc | INTERPLAST | 36.37
17721 | Cot PP d110/50x87 jos / 17171 UNIPL | buc | METROTERM | 50
26130 | Cot PP d110/50x87 spate INTERPLAST | buc | INTERPLAST | 36.37
17720 | Cot PP d110/50x87 stinga / 17160 UNIPL. | buc | METROTERM | 50
25830 | Cot PP d110/50x87 stinga INTERPLAST | buc | INTERPLAST | 36.37
17719 | Cot PP d110/50x87 sus / 17170 UNIPL. | buc | METROTERM | 50
26129 | Cot PP d110/50x87 sus INTERPLAST | buc | INTERPLAST | 36.37
16887 | Cot PP d110x15 TPGP | buc | TERAPLAST | 40.8
12053 | Cot PP d110x20 INTERPLAST | buc | INTERPLAST | 18.65
12054 | Cot PP d110x30 INTERPLAST | buc | INTERPLAST | 18.65
14465 | Cot PP d110x30 VALROM | buc | VALROM | 37.72
11817 | Cot PP d110x45 INTERPLAST | buc | INTERPLAST | 16.6
12884 | Cot PP d110x45 TPGP | buc | TERAPLAST | 21.73
12528 | Cot PP d110x67 INTERPLAST | buc | INTERPLAST | 19.4
12885 | Cot PP d110x67 TPGP | buc | TERAPLAST | 27.88
11816 | Cot PP d110x87 INTERPLAST | buc | INTERPLAST | 16.97
12883 | Cot PP d110x87 TPGP | buc | TERAPLAST | 24.6
11313 | Cot PP d32x45 TPGP | buc | TERAPLAST | 6.15
11314 | Cot PP d32x87 TPGP | buc | TERAPLAST | 5.13
11984 | Cot PP d40x45 TPGP | buc | TERAPLAST | 6.15
11985 | Cot PP d40x87 TPGP | buc | TERAPLAST | 6.15
25244 | Cot PP d50x20 INTERPLAST | buc | INTERPLAST | 6.71
14269 | Cot PP d50x30 INTERPLAST | buc | INTERPLAST | 6.71
11819 | Cot PP d50x45 INTERPLAST | buc | INTERPLAST | 5.41
12882 | Cot PP d50x45 TPGP | buc | TERAPLAST | 8.82
14268 | Cot PP d50x67 INTERPLAST | buc | INTERPLAST | 6.71
11818 | Cot PP d50x87 INTERPLAST | buc | INTERPLAST | 5.41
12881 | Cot PP d50x87 TPGP | buc | TERAPLAST | 8.2
11986 | Cot PP d75x45 TPGP | buc | TERAPLAST | 12.3
11987 | Cot PP d75x87 TPGP | buc | TERAPLAST | 23.78
24368 | Cot PP dreapta Rostrurplast d110/50x87 /11352 | buc | RosTur | 44.76
24369 | Cot PP jos Rostrurplast d110/50x87 /11362 | buc | RosTur | 44.76
24354 | Cot PP Rosturplast d110x15 /16357 | buc | RosTur | 19.4
24355 | Cot PP Rosturplast d110x30 /11354 | buc | RosTur | 19.4
24356 | Cot PP Rosturplast d110x45 /11355 | buc | RosTur | 17.9
24358 | Cot PP Rosturplast d110x67 /16356 | buc | RosTur | 19.4
24357 | Cot PP Rosturplast d110x87 /11356 | buc | RosTur | 19.4
24349 | Cot PP Rosturplast. d50x15 /11342 | buc | RosTur | 6.71
24350 | Cot PP Rosturplast. d50x30 /11343 | buc | RosTur | 6.15
24351 | Cot PP Rosturplast. d50x45 /11344 | buc | RosTur | 5.97
24352 | Cot PP Rosturplast. d50x67 /11345 | buc | RosTur | 6.15
24353 | Cot PP Rosturplast. d50x87 /11346 | buc | RosTur | 5.97
24367 | Cot PP stinga Rosturplast d110/50x87 /11351 | buc | RosTur | 44.76
24371 | Cot PP stinga/dreapta Rostrurplast d110/50x87 /11348 | buc | RosTur | 44.76
24370 | Cot PP sus Rosturplast d110/50x87 /11361 | buc | RosTur | 44.76
24359 | Cot PP universal Rosturplast d110x87 /21873 | buc | RosTur | 52.78
24418 | Manjeta excentrica pentru WC Rosturplast d110x114 20mm /11440 | buc | RosTur | 47.37
24417 | Manjeta pentru WC drept Rosturplast d110x114 /11437 | buc | RosTur | 45.88
11458 | Mufa compensator PP d110 INTERPLAST | buc | INTERPLAST | 27.6
24389 | Mufa compensator PP Rosturplast d110 /11367 | buc | RosTur | 29.84
24388 | Mufa compensator PP Rosturplast d50 /11366 | buc | RosTur | 15.48
11830 | Mufa PP d110 INTERPLAST | buc | INTERPLAST | 19.02
11994 | Mufa PP d32 TPGP | buc | TERAPLAST | 9.64
12878 | Mufa PP d40 INTERPLAST | buc | INTERPLAST | 4.85
12470 | Mufa PP d40 TPGP | buc | TERAPLAST | 10.25
11831 | Mufa PP d50 INTERPLAST | buc | INTERPLAST | 8.77
16888 | Mufa PP d50 TPGP | buc | TERAPLAST | 13.12
11995 | Mufa PP d75 TPGP | buc | TERAPLAST | 30.75
24384 | Mufa PP flexibila Rosturplast d50 /11328 | buc | RosTur | 22.94
24420 | Mufa PP Rosturplast d110 /11336 | buc | RosTur | 19.4
24419 | Mufa PP Rosturplast d50 /11335 | buc | RosTur | 9.33
12056 | Piesa curatare PP d110 INTERPLAST | buc | INTERPLAST | 32.08
16783 | Piesa curatare PP d110 TPGP | buc | TERAPLAST | 51.25
2052 | Piesa curatare PP d50 INTERPLAST | buc | TERAPLAST | 15.85
12504 | Piesa curatare PP d50 TPGP | buc | TERAPLAST | 30.55
11999 | Piesa curatare PP d75 TPGP | buc | TERAPLAST | 92.25
24387 | Piesa de curatare PP Rosturplast d110 /11373 | buc | RosTur | 36.74
24386 | Piesa de curatare PP Rosturplast d50 /11372 | buc | RosTur | 19.58
24323 | Ramificatie dubla colt PP d110/110x90 2pr. / 17380/1 UNIPL. | buc | METROTERM | 75
18034 | Ramificatie dubla colt PP d110/50x87 2 pr.dreapta / 17393 UNIPL. | buc | METROTERM | 75
25791 | Ramificatie dubla colt PP d110/50x87 2 pr.stinga / 17392 UNIPL. | buc | METROTERM | 74
19722 | Ramificatie dubla PP d110/110/110x45 | buc | METROTERM | 84.33
21259 | Ramificatie dubla PP d110/110/110x45 / 17352/1 UNIPL. | buc | METROTERM | 70
2046 | Ramificatie dubla PP d110/110/110x45 TPGP | buc | TERAPLAST | 227.55
17729 | Ramificatie dubla PP d110/110/110x87 /17362 UNIPL. | buc | METROTERM | 70
22995 | Ramificatie dubla PP d110/110/110x87 /55200018 SANTCOMPL. | buc | METROTERM | 102.63
11834 | Ramificatie dubla PP d110/110/110x87 INTERPLAST | buc | INTERPLAST | 44.76
21272 | Ramificatie dubla PP d110/110/110x87 SANTCOMPL. | buc | METROTERM | 100.31
16889 | Ramificatie dubla PP d110/110/110x87 TPGP | buc | TERAPLAST | 123
17731 | Ramificatie dubla PP d110/110/50x87 / 17391 UNIPL. | buc | METROTERM | 57
12055 | Ramificatie dubla PP d110/110/50x87 INTERPLAST | buc | INTERPLAST | 44.76
17730 | Ramificatie dubla PP d110/50/50x87 /17390 UNIPL. | buc | METROTERM | 55
22996 | Ramificatie dubla PP d110/50/50x87 /55200024 SANTCOMPL. | buc | METROTERM | 81.06
11835 | Ramificatie dubla PP d110/50/50x87 INTERPLAST | buc | INTERPLAST | 27.98
11836 | Ramificatie dubla PP d50/50/50x87 INTERPLAST | buc | INTERPLAST | 16.04
17728 | Ramificatie dubla PP d50/50/50x87 UNIPL. | buc | METROTERM | 16.32
24377 | Ramificatie dubla PP iesire spate Rosturplast d110/110x45/50 /19203 | buc | RosTur | 68.82
24378 | Ramificatie dubla PP Rosturplast d110/110/110x45 /11320 | buc | RosTur | 68.82
24379 | Ramificatie dubla PP Rosturplast d110/110/110x87 /11322 | buc | RosTur | 68.82
24376 | Ramificatie dubla PP Rosturplast d110/110/50x87 /11323 | buc | RosTur | 55.58
24374 | Ramificatie dubla PP Rosturplast d110/50/50x45 /11324 | buc | RosTur | 55.02
24375 | Ramificatie dubla PP Rosturplast d110/50/50x87 /11326 | buc | RosTur | 55.02
24372 | Ramificatie dubla PP Rosturplast d50/50/50x45 /11316 | buc | RosTur | 25.55
24373 | Ramificatie dubla PP Rosturplast d50/50/50x87 /11318 | buc | RosTur | 25.55
24383 | Ramificatie PP 2 pr. Rosturplast d110/110/110x87 /18299 | buc | RosTur | 77.96
24381 | Ramificatie PP 2 pr.dreapta Rosturplast d110/110/50x87 /11315 | buc | RosTur | 73.48
24380 | Ramificatie PP 2 pr.stinga Rostrurplast d110/110/50x87 /11314 | buc | RosTur | 73.48
24382 | Ramificatie PP 2 pr.stinga/dreapta Rosturp d110/110x87/50/50 /19027 | buc | RosTur | 82.62
24366 | Ramificatie PP 3-mufe Rosturplast d50/50x90 /21935 | buc | RosTur | 37.86
19808 | Ramificatie PP d110/110/87 TPGP | buc | TERAPLAST | 45.1
11821 | Ramificatie PP d110/110x45 INTERPLAST | buc | INTERPLAST | 35.44
12888 | Ramificatie PP d110/110x45 TPGP | buc | TERAPLAST | 52.48
11820 | Ramificatie PP d110/110x87 INTERPLAST | buc | INTERPLAST | 33.57
16864 | Ramificatie PP d110/110x87 TPGP | buc | TERAPLAST | 38.34
11822 | Ramificatie PP d110/50x45 INTERPLAST | buc | INTERPLAST | 23.5
17500 | Ramificatie PP d110/50x45 TPGP | buc | TERAPLAST | 33.83
16991 | Ramificatie PP d110/50x67 TPGP | buc | TERAPLAST | 27.47
11823 | Ramificatie PP d110/50x87 INTERPLAST | buc | INTERPLAST | 20.7
18033 | Ramificatie PP d110/50x87 stinga E UNIPL. | buc | METROTERM | 74.33
12889 | Ramificatie PP d110/50x87 TPGP | buc | TERAPLAST | 33.83
25654 | Ramificatie PP d110/50x90 / 17334 UNIPL. | buc | METROTERM | 25
11992 | Ramificatie PP d110/75x45 TPGP | buc | TERAPLAST | 65.6
11993 | Ramificatie PP d110/75x87 TPGP | buc | TERAPLAST | 64.58
11988 | Ramificatie PP d32/32x45 TPGP | buc | TERAPLAST | 9.23
11990 | Ramificatie PP d32/32x87 TPGP | buc | TERAPLAST | 10.25
12153 | Ramificatie PP d40/40x45 TPGP | buc | TERAPLAST | 12.1
12152 | Ramificatie PP d40/40x87 TPGP | buc | TERAPLAST | 12.92
11825 | Ramificatie PP d50/50x45 INTERPLAST | buc | INTERPLAST | 10.07
11315 | Ramificatie PP d50/50x45 TPGP | buc | TERAPLAST | 15.38
11824 | Ramificatie PP d50/50x87 INTERPLAST | buc | INTERPLAST | 10.07
16886 | Ramificatie PP d50/50x87 TPGP | buc | TERAPLAST | 15.38
11989 | Ramificatie PP d75/75x45 TPGP | buc | TERAPLAST | 51.25
11991 | Ramificatie PP d75/75x87 TPGP | buc | TERAPLAST | 51.25
24364 | Ramificatie PP Rosturplast d110/110x45 /11431 | buc | RosTur | 36.74
24365 | Ramificatie PP Rosturplast d110/110x87 /11432 | buc | RosTur | 36.74
24362 | Ramificatie PP Rosturplast d110/50x45 /11433 | buc | RosTur | 23.5
24363 | Ramificatie PP Rosturplast d110/50x87 /11435 | buc | RosTur | 23.5
24360 | Ramificatie PP Rosturplast d50/50x45 /11429 | buc | RosTur | 11.56
24361 | Ramificatie PP Rosturplast d50/50x87 /11430 | buc | RosTur | 11.56
13336 | Ramificatie PVC d110/110x87 TPGP | buc | TERAPLAST | 53.3
13274 | Ramificatie PVC d110x110x45 TPGP | buc | TERAPLAST | 66.63
11837 | Reductie PP d110/50 INTERPLAST | buc | INTERPLAST | 10.82
12886 | Reductie PP d110/50 TPGP | buc | TERAPLAST | 18.45
11997 | Reductie PP d110/75 TP GP | buc | TERAPLAST | 32.8
21781 | Reductie PP d110/90 TPGP | buc | VALROM | 34.03
11838 | Reductie PP d50/32 INTERPLAST | buc | INTERPLAST | 5.6
12887 | Reductie PP d50/32 TPGP | buc | TERAPLAST | 6.15
12735 | Reductie PP d50/32x90 INTERPLAST | buc | INTERPLAST | 5.6
16865 | Reductie PP d50/40 TPGP | buc | TERAPLAST | 6.97
11996 | Reductie PP d75/50 TPGP | buc | TERAPLAST | 26.65
24390 | Reductie PP Rosturplast d110/50 /11378 | buc | RosTur | 13.06
24385 | Teava PP flexibila Rosturplast d50 /11365 | buc | RosTur | 20.7
24410 | Trap inox d110 150x150 RTA1212 vertical Rosturplast / 11390 | buc | RosTur | 195.08
24409 | Trap inox d110 150x150 TA1112 orizontal Rostrurplast / 11389 | buc | RosTur | 229.58
24407 | Trap inox d50 100x100 TA5102 orizontal Rostrurplast / 11391 | buc | RosTur | 103.32
24415 | Trap inox d50 100x100 TQ5102 orizontal opturator uscat Rostrurplast / 11400 | buc | RosTur | 149.2
24412 | Trap inox d50 150x150 TQ5212 vertical opturator uscat Rostrurplast / 11403 | buc | RosTur | 201.98
24408 | Trap inox d50 150x150 TA5112 orizontal Rostrurplast / 11393 | buc | RosTur | 157.22
24411 | Trap inox d50 150x150 TQ5112 orizontal opturator uscat Rostrurplast / 11401 | buc | RosTur | 206.64
24404 | Trap plast. d110 150x150 ALB orizontal opturator uscat Rostrurplast / 11384 | buc | RosTur | 80.38
24400 | Trap plast. d110 150x150 ALB orizontal Rostrurplast / 11383 | buc | RosTur | 45.88
24402 | Trap plast. d110 150x150 ALB vertica Rostrurplast / 11380 | buc | RosTur | 34.5
24406 | Trap plast. d110 150x150 ALB vertical opturator uscat Rostrurplast / 11381 | buc | RosTur | 57.44
24397 | Trap plast. d50 110x110 GRI orizontal opturator uscat Rosturplast / 15178 | buc | RosTur | 28.72
24398 | Trap plast. d50 110x110 GRI vertical opturator uscat Rosturplast / 15179 | buc | RosTur | 28.72
24403 | Trap plast. d50 150x150 ALB orizontal opturator uscat Rostrurplast / 11386 | buc | RosTur | 34.5
24399 | Trap plast. d50 150x150 ALB orizontal Rostrurplast / 11385 | buc | RosTur | 22.94
24401 | Trap plast. d50 150x150 ALB vertical Rostrurplast / 11382 | buc | RosTur | 22.94
24405 | Trap plast. d50 150x150 ALB vertical opturator uscat Rostrurplast / 11363 | buc | RosTur | 32.08
17723 | Trecere cauciuc fonta d110 / 17129 UNIPL. | buc | METROTERM | 25
17722 | Trecere cauciuc fonta d50 /17128/3 UNIPL. | buc | METROTERM | 14
14341 | Trecere la fonta cu garnitura d110 VALROM | buc | VALROM | 98.2
14340 | Trecere la fonta cu garnitura d50 VALROM | buc | VALROM | 63.35
22456 | Trecere la fonta fara garnitura d110 /17141 UNIPL. | buc | METROTERM | 14.5
11826 | Trecere la fonta fara garnitura d110 INTERPL. | buc | INTERPLAST | 15.11
22457 | Trecere la fonta fara garnitura d50 /17140 UNIPL. | buc | METROTERM | 9.88
11827 | Trecere la fonta fara garnitura d50 INTERPL. | buc | INTERPLAST | 21.26
24394 | Trecere la fonta PP cu manjeta Rosturplast d110/124 /15580 | buc | RosTur | 35.81
24393 | Trecere la fonta PP cu manjeta Rosturplast d50/75 /15579 | buc | RosTur | 21.26
25304 | Tub ventilare PP d110 intern-grila gri / 17533/3 | buc | METROTERM | 30
12930 | Tub ventilare PP d110 INTERPL. | buc | INTERPLAST | 38.23
FITINGURI PVC
12013 | Clapeta de sens PVC d110 TPGP | buc | TERAPLAST | 666.25
12014 | Clapeta de sens PVC d160 TPGP | buc | TERAPLAST | 1050.63
13989 | Clapeta de sens PVC d200 TPGP | buc | TERAPLAST | 4120.5
17291 | Cot PVC d110x15 TPGP extern | buc | TERAPLAST | 26.24
20718 | Cot PVC d110x30 VALPLAST | buc | VALPLAST | 28.09
13273 | Cot PVC d110x45 TPGP extern | buc | TERAPLAST | 28.29
13335 | Cot PVC d110x87 TPGP extern | buc | TERAPLAST | 36.9
20717 | Cot PVC d160x15 VALPLAST | buc | VALPLAST | 82
20719 | Cot PVC d160x30 VALPLAST | buc | VALPLAST | 82
12092 | Cot PVC d160x45 TPGP | buc | TERAPLAST | 90.2
12093 | Cot PVC d160x87 TPGP | buc | TERAPLAST | 90.2
21985 | Cot PVC d200x15 VALPLAST | buc | VALPLAST | 158.67
12890 | Cot PVC d200x45 TPGP | buc | TERAPLAST | 184.5
12891 | Cot PVC d200x87 TPGP | buc | TERAPLAST | 184.5
12202 | Cot PVC d250x45 TPGP | buc | TERAPLAST | 492
12201 | Cot PVC d250X87 TPGP | buc | TERAPLAST | 533
21786 | Dop PVC d110 TPGP | buc | TERAPLAST | 11.48
12009 | Dop PVC d160 TPGP | buc | TERAPLAST | 28.7
12010 | Dop PVC d200 TPGP | buc | TERAPLAST | 55.35
13917 | Dop PVC d250 TPGP | buc | TERAPLAST | 235.75
13339 | Mufa PVC d100 TPGP | buc | TERAPLAST | 28.5
19806 | Mufa PVC d110 TPGP | buc | TERAPLAST | 25.63
12011 | Mufa PVC d160 TPGP | buc | TERAPLAST | 61.5
12012 | Mufa PVC d200 TPGP | buc | TERAPLAST | 102.5
13340 | Mufa PVC d250 TPGP | buc | TERAPLAST | 389.5
19862 | Mufa PVC d315 TPGP | buc | TERAPLAST | 693.31
13341 | Piesa de curatare PVC d110 /TPGP | buc | TERAPLAST | 71.75
13073 | Piesa de curatare PVC d160 TPGP | buc | TERAPLAST | 184.5
13990 | Piesa de curatare PVC d200 TPGP | buc | TERAPLAST | 281.88
12005 | Ramificatie PVC d160/110x45 TPGP | buc | TERAPLAST | 133.25
12090 | Ramificatie PVC d160/110x87 TPGP | buc | TERAPLAST | 133.25
12007 | Ramificatie PVC d160/160x45 TPGP | buc | TERAPLAST | 164
12008 | Ramificatie PVC d160x160x87 TPGP | buc | TERAPLAST | 164
12006 | Ramificatie PVC d200/110x45 TPGP | buc | TERAPLAST | 266.5
12091 | Ramificatie PVC d200/110x87 TPGP | buc | TERAPLAST | 287
13337 | Ramificatie PVC d200/160x45 TPGP | buc | TERAPLAST | 307.5
13338 | Ramificatie PVC d200/160x87 TPGP | buc | TERAPLAST | 266.5
12178 | Ramificatie PVC d200/200x45 TPGP | buc | TERAPLAST | 307.5
12177 | Ramificatie PVC d200/200x87 TPGP | buc | TERAPLAST | 307.5
12094 | Reductie PVC d160/110 TPGP | buc | TERAPLAST | 48.18
12179 | Reductie PVC d200/160 TPGP | buc | TERAPLAST | 90.2
16776 | Reductie PVC d250/160 TPGP | buc | TERAPLAST | 451
26070 | Reductie PVC d250/200 TPGP | buc | TERAPLAST | 287
REZERVOARE APA
21122 | Rezervor TROPEAZ incastrat cu cadru universal | buc | VALROM | 5330
21123 | Rezervor TROPEAZ incastrat fara cadru p/u zidarie | buc | VALROM | 2237.99
SEPARATOR DE GRASIMI
17234 | Separator grasimi V-PEHD suprateran NG0.3 | buc | VALROM | 4159.45
SIFOANE
24592 | Furtun gofrat armat p/u WC d110 / 83277 | buc | METROTERM | 65
24692 | Furtun gofrat p/u WC / 1456 | buc | METROTERM | 52
24691 | Furtun gofrat p/u WC SH4004 / 1179 | buc | METROTERM | 49
16654 | Furtun gofrat WC K821 / 19046 | buc | METROTERM | 70.41
12423 | Furtun gofrat WC K828 / 17581 | buc | METROTERM | 70.18
16647 | Manjeta p/u WC W0210 | buc | METROTERM | 32.74
23990 | Manjeta wc excentric 20mm (W0220) /19051 | buc | METROTERM | 42.22
24739 | Plutitor alim. jos A17 1/2 Alcaplast / 3807 | buc | METROTERM | 123
24738 | Plutitor alim.laterala A15 1/2 Alcaplast / 3805 | buc | METROTERM | 123
25394 | Plutitor cu alimentare de jos KH1 / 2197 | buc | METROTERM | 55
25395 | Plutitor cu alimentare laterala KБ1 / 2198 | buc | METROTERM | 62
25518 | Role p/u cabina dus (set 8 buc) / 2084 | buc | METROTERM | 250
21763 | Sifon AHKO p/u chiuveta 1-1/2 D-95 preaplin / 51000011 | buc | METROTERM | 133.7
25380 | Sifon cada 11/2 40 mm B0550 cu revizie / 2180 | buc | METROTERM | 92
25382 | Sifon cada 11/2 40 mm B0550K cu revizie si clapeta / 2182 | buc | METROTERM | 135
25384 | Sifon cada 11/2 40 mm B0550ПА сu revizie / 2184 | buc | METROTERM | 200
25379 | Sifon cada 11/2 40 mm B1050 direct / 2179 | buc | METROTERM | 85
25381 | Sifon cada 11/2 40 mm B1050K direct cu clapeta / 2181 | buc | METROTERM | 130
25383 | Sifon cada 11/2 40 mm B1050ПА direct / 2183 | buc | METROTERM | 195
25378 | Sifon chiuveta 11/2 40 mm EM1050 / 2185 | buc | METROTERM | 135
25374 | Sifon chiuveta 11/2 40 mm M1050 / 2175 | buc | METROTERM | 49
25375 | Sifon chiuveta 11/2 40 mm M1550 / 2176 | buc | METROTERM | 52
25373 | Sifon chiuveta 11/2 40 mm Y1050 / 2174 | buc | METROTERM | 49
25377 | Sifon chiuveta 11/2 40 mm Y1550 / 2187 | buc | METROTERM | 49
25376 | Sifon chiuveta 11/4 32 mm T1050 / 2177 | buc | METROTERM | 46
25385 | Sifon dus 11/2 40/50 mm П1055 cu furtun gofrat / 2188 | buc | METROTERM | 46
25386 | Sifon dus p/u cadita joasa 6.5 cm П1000 / 2189 | buc | METROTERM | 46
25387 | Sifon p/u cadita 11/2*40 mm cu revizie П0555 / 2178 | buc | METROTERM | 50
24590 | Sifon p/u lavuar 32dx5/4 A430 / 7688 | buc | METROTERM | 60.52
12752 | Trap plast. d50 10x10 drept | buc | METROTERM | 24.38
12751 | Trap plast. d50 10x10 orizontal | buc | METROTERM | 25.54
TEVI POLIPROPILENA
11126 | Teava PP d110/L=1000 | buc | TERAPLAST | 82
12151 | Teava PP d110/L=1500 | buc | TERAPLAST | 132.23
2012 | Teava PP d110/L=2000 | buc | TERAPLAST | 150.27
2009 | Teava PP d110/L=250 | buc | TERAPLAST | 32.8
2013 | Teava PP d110/L=3000 | buc | TERAPLAST | 219.97
2010 | Teava PP d110/L=500 | buc | TERAPLAST | 45.1
2014 | Teava PP d125/L=1000 | buc | TERAPLAST | 60.27
2015 | Teava PP d125/L=2000 | buc | TERAPLAST | 105.99
2003 | Teava PP d32/L=1000 | buc | TERAPLAST | 23.58
12148 | Teava PP d32/L=1500 | buc | TERAPLAST | 32.19
2059 | Teava PP d32/L=2000 | buc | TERAPLAST | 41
2001 | Teava PP d32/L=250 | buc | TERAPLAST | 11.07
2060 | Teava PP d32/L=3000 | buc | TERAPLAST | 54.74
2002 | Teava PP d32/L=500 | buc | TERAPLAST | 13.33
2063 | Teava PP d40/L=1000 | buc | TERAPLAST | 24.6
12149 | Teava PP d40/L=1500 | buc | TERAPLAST | 36.08
2064 | Teava PP d40/L=2000 | buc | TERAPLAST | 47.77
2061 | Teava PP d40/L=250 | buc | TERAPLAST | 13.33
2065 | Teava PP d40/L=3000 | buc | TERAPLAST | 66.42
2062 | Teava PP d40/L=500 | buc | TERAPLAST | 19.48
2006 | Teava PP d50/L=1000 | buc | TERAPLAST | 28.7
12150 | Teava PP d50/L=1500 | buc | TERAPLAST | 42.23
2007 | Teava PP d50/L=2000 | buc | TERAPLAST | 54.12
2004 | Teava PP d50/L=250 | buc | TERAPLAST | 11.48
2008 | Teava PP d50/L=3000 | buc | TERAPLAST | 86.51
2005 | Teava PP d50/L=500 | buc | TERAPLAST | 19.48
11982 | Teava PP d75/L=1000 | buc | TERAPLAST | 45.1
12932 | Teava PP d75/L=1500 | buc | TERAPLAST | 71.75
12385 | Teava PP d75/L=2000 | buc | TERAPLAST | 89.59
11920 | Teava PP d75/L=250 | buc | TERAPLAST | 21.53
11983 | Teava PP d75/L=3000 | buc | TERAPLAST | 141.45
11921 | Teava PP d75/L=500 | buc | TERAPLAST | 28.7
24346 | Teava PP Rosturplast d110 L=1000mm /11174 | buc | RosTur | 55.58
24347 | Teava PP Rosturplast d110 L=2000mm /11176 | buc | RosTur | 96.61
24344 | Teava PP Rosturplast d110 L=250mm /11171 | buc | RosTur | 20.89
24348 | Teava PP Rosturplast d110 L=3000mm /11177 | buc | RosTur | 143.23
24345 | Teava PP Rosturplast d110 L=500mm /11172 | buc | RosTur | 31.89
24343 | Teava PP Rosturplast d50 L= 3000mm /15400 | buc | RosTur | 58
24340 | Teava PP Rosturplast d50 L=1000mm / 15397 | buc | RosTur | 21.82
24341 | Teava PP Rosturplast d50 L=1500mm /15398 | buc | RosTur | 33.01
24342 | Teava PP Rosturplast d50 L=2000mm /15399 | buc | RosTur | 37.3
24338 | Teava PP Rosturplast d50 L=250mm /15394 | buc | RosTur | 11.19
24339 | Teava PP Rosturplast d50 L=500mm /15395 | buc | RosTur | 13.99
12736 | Tub PP d110/2.7 L=1000 INTERPL. | buc | INTERPLAST | 63.78
13187 | Tub PP d110/2.7 L=2000 INTERPL. | buc | INTERPLAST | 117.5
12737 | Tub PP d110/2.7 L=250 INTERPL. | buc | INTERPLAST | 23.31
13186 | Tub PP d110/2.7 L=3000 INTERPL. | buc | INTERPLAST | 164.12
12738 | Tub PP d110/2.7 L=500 INTERPL. | buc | INTERPLAST | 38.23
12739 | Tub PP d50/1.8 L=1000 INTERPL. | buc | INTERPLAST | 23.31
25245 | Tub PP d50/1.8 L=1500 INTERPL. | buc | INTERPLAST | 33.94
12740 | Tub PP d50/1.8 L=2000 INTERPL. | buc | INTERPLAST | 41.03
12864 | Tub PP d50/1.8 L=250 INTERPL. | buc | INTERPLAST | 8.95
12865 | Tub PP d50/1.8 L=3000 INTERPL. | buc | INTERPLAST | 60.99
12741 | Tub PP d50/1.8 L=500 INTERPL. | buc | INTERPLAST | 13.99
TEVI PVC
14128 | Teava PVC SN 4M d110x3.2 /L=1000 | buc | TERAPLAST | 61.5
14129 | Teava PVC SN 4M d110x3.2 /L=2000 | buc | TERAPLAST | 114.8
14010 | Teava PVC SN 4M d110x3.2 /L=3000 | buc | TERAPLAST | 174.25
14011 | Teava PVC SN 4M d110x3.2 /L=4000 | buc | TERAPLAST | 225.5
14012 | Teava PVC SN 4M d110x3.2 /L=6000 | buc | TERAPLAST | 336.2
13053 | Teava PVC SN 4M d160x4 /L=1000 | buc | TERAPLAST | 112.75
12384 | Teava PVC SN 4M d160x4 /L=2000 | buc | TERAPLAST | 221.4
12200 | Teava PVC SN 4M d160x4 /L=3000 | buc | TERAPLAST | 323.9
12176 | Teava PVC SN 4M d160x4 /L=4000 | buc | TERAPLAST | 430.5
12175 | Teava PVC SN 4M d160x4 /L=6000 | buc | TERAPLAST | 620.13
13109 | Teava PVC SN 4M d200x4.9 /L=1000 | buc | TERAPLAST | 182.45
12174 | Teava PVC SN 4M d200x4.9 /L=2000 | buc | TERAPLAST | 340.3
12502 | Teava PVC SN 4M d200x4.9 /L=3000 | buc | TERAPLAST | 492
12173 | Teava PVC SN 4M d200x4.9 /L=4000 | buc | TERAPLAST | 676.5
12503 | Teava PVC SN 4M d200x4.9 /L=6000 | buc | TERAPLAST | 963.5
13276 | Teava PVC SN 4M d250x6.2 /L=1000 | buc | TERAPLAST | 290.08
17530 | Teava PVC SN 4M d250x6.2 /L=2000 | buc | TERAPLAST | 580.56
12172 | Teava PVC SN 4M d250x6.2 /L=2000 | buc | TERAPLAST | 580.56
12171 | Teava PVC SN 4M d250x6.2 /L=3000 | buc | TERAPLAST | 845.63
13054 | Teava PVC SN 4M d250x6.2 /L=4000 | buc | TERAPLAST | 1117.25
13110 | Teava PVC SN 4M d250x6.2 /L=6000 | buc | TERAPLAST | 1640
11438 | Tub PVC d110 / L=1000 | buc | FURTUNTEC | 31.78
11437 | Tub PVC d110 / L=2000 | buc | FURTUNTEC | 58.63
11436 | Tub PVC d110 / L=3000 | buc | FURTUNTEC | 88.56
11435 | Tub PVC d110 / L=4000 | buc | FURTUNTEC | 115.21
22316 | Tub PVC d110 / L=500 | buc | FURTUNTEC | 18.86
26100 | Tub PVC d160 SN2 L=2000 | buc | FURTUNTEC | 199.88
26101 | Tub PVC d160 SN2 L=3000 | buc | FURTUNTEC | 299.3
26102 | Tub PVC d160 SN2 L=4000 | buc | FURTUNTEC | 399.75
11443 | Tub PVC d50 / L=1000 | buc | FURTUNTEC | 17.02
11444 | Tub PVC d50 / L=2000 | buc | FURTUNTEC | 30.55
11441 | Tub PVC d50 / L=250 | buc | FURTUNTEC | 9.84
11445 | Tub PVC d50 / L=3000 | buc | FURTUNTEC | 45.51
11442 | Tub PVC d50 / L=500 | buc | FURTUNTEC | 10.87
TRAPURI
11400 | Trap 95mm nichelat RF-534P | buc | RIFENG | 19.77
25241 | Trap inox MTS 9356-80 80cm / 99071709 | buc | METROTERM | 700
26120 | Trap inox MTS 9356-80 80cm / 99071747 | buc | METROTERM | 705
04. AER CONDITIONAT
ACCESORII AER CONDITIONAT
19706 | Banda elastica pentru traseu frigorific 10m | buc | METROTERM | 160
23312 | Suport p/u conditioner 35x35 L450 (set) | buc | METROTERM | 210
23526 | Suport p/u conditioner 35x35 L450 (set) ECO | buc | METROTERM | 150
23313 | Suport p/u conditioner 35x35 L550 (set) | buc | METROTERM | 275
23314 | Suport p/u conditioner 40x40 L600 (set) | buc | METROTERM | 320
26378 | Suport p/u conditioner 45x45 L750 (set) | buc | METROTERM | 580
PANOU SANDWICH good
PIESE SCHIMB AER COMDITIONAT
14496 | Compresor AUX H07A4/SAR1 | buc | AUX | 198.25
14221 | Compresor AUX H09A4/SAR1 | buc | AUX | 3845.26
14222 | Compresor AUX H12A4/SAR1 | buc | AUX | 4245.11
14223 | Compresor AUX H18A4/SAR1 | buc | AUX | 4744.19
14224 | Compresor AUX H24A4/SAR1 | buc | AUX | 7176.33
22280 | Compresor LU-H09KKA2A | buc | LESSAR | 4587.9
22281 | Compresor LU-H12KKA2A | buc | LESSAR | 5147.4
14217 | Condensator AUX H09A4/SAR1 | buc | AUX | 109.29
14218 | Condensator AUX H12A4/SAR1 | buc | AUX | 109.29
14219 | Condensator AUX H18A4/SAR1 | buc | AUX | 192.84
22274 | Elice LS-H09KKA2A | buc | LESSAR | 382.33
22275 | Elice LS-H12KKA2A | buc | LESSAR | 376.92
22276 | Elice LU-H09KKA2A / LU-H12KKA2A | buc | LESSAR | 207.76
14213 | Elice p/u ventilator bl. exterior AUX H09A4/SAR1 | buc | AUX | 165.99
14214 | Elice p/u ventilator bl. exterior AUX H12A4/SAR1 | buc | AUX | 165.99
14215 | Elice p/u ventilator bl. exterior AUX H18A4/SAR1 | buc | AUX | 165.99
14216 | Elice p/u ventilator bl. exterior AUX H24A4/SAR1 | buc | AUX | 255.13
22076 | Fujitsu motor pu ventilator ASYG09LLCD | buc | FUJITSU | 3533.43
22109 | Fujitsu motor pu ventilator 9603074012 | buc | FUJITSU | 2902.31
22077 | Fujitsu placa electronica AOYG09LLCD | buc | FUJITSU | 4310.76
22079 | Fujitsu placa electronica AOYG12LLCD | buc | FUJITSU | 4310.76
22075 | Fujitsu placa electronica ASYG09LLCD | buc | FUJITSU | 1315.94
22078 | Fujitsu placa electronica ASYG12LLCD | buc | FUJITSU | 1315.94
22283 | Motor electric LS-H09KKA2A | buc | LESSAR | 836.64
22282 | Motor electric LS-H12KKA2A | buc | LESSAR | 778.45
22284 | Motor electric LU-H09KKA2A / LU-H12KKA2A | buc | LESSAR | 762.79
22278 | Placa de reglare LS-H12KKA2A | buc | LESSAR | 778.45
14209 | Placa electronica AUX H09A4/SAR1 | buc | AUX | 162.07
14210 | Placa electronica AUX H12A4/SAR1 | buc | AUX | 162.07
14211 | Placa electronica AUX H18A4/SAR1 | buc | AUX | 590.46
22279 | Placa indicator LS-H09KKA2A / LS-H12KKA2A | buc | LESSAR | 648.65
21367 | Pompa condens TECNOSYSTEMI Easy one 12170039-30 Lt | buc | TECNOSYSTEMI | 1365.3
21368 | Pompa condens TECNOSYSTEMI Easy one 12170040-40 Lt | buc | TECNOSYSTEMI | 1522.74
14195 | Schimbator exterior AUX H18A4/SAR1 | buc | AUX | 2135.05
14189 | Schimbator interior AUX H09A4/SAR1 | buc | AUX | 509.89
14190 | Schimbator interior AUX H12A4/SAR1 | buc | AUX | 849.51
14191 | Schimbator interior AUX H18A4/SAR1 | buc | AUX | 962.71
14192 | Schimbator interior AUX H24A4/SAR1 | buc | AUX | 1013.81
14229 | Sensor de temperatura exterior AUX H09A4/SAR1 | buc | AUX | 0.37
14230 | Sensor de temperatura exterior AUX H12A4/SAR1 | buc | AUX | 0.37
14231 | Sensor de temperatura exterior AUX H18A4/SAR1 | buc | AUX | 51.85
14233 | Sensor de temperatura interior AUX H09A4/SAR1 | buc | AUX | 51.85
14234 | Sensor de temperatura interior AUX H12A4/SAR1 | buc | AUX | 51.85
14235 | Sensor de temperatura interior AUX H18A4/SAR1 | buc | AUX | 51.85
14225 | Telecomanda AUX H09A4/SAR1 | buc | AUX | 602.95
14226 | Telecomanda AUX H12A4/SAR1 | buc | AUX | 112.09
14227 | Telecomanda AUX H18A4/SAR1 | buc | AUX | 112.09
14205 | Transformator AUX H09A4/SAR1 | buc | AUX | 197.32
14206 | Transformator AUX H12A4/SAR1 | buc | AUX | 197.32
14207 | Transformator AUX H18A4/SAR1 | buc | AUX | 197.32
14208 | Transformator AUX H24A4/SAR1 | buc | AUX | 197.32
14201 | Ventilator exterior AUX H09A4/SAR1 | buc | AUX | 392.58
14202 | Ventilator exterior AUX H12A4/SAR1 | buc | AUX | 504.86
14203 | Ventilator exterior AUX H18A4/SAR1 | buc | AUX | 712.62
14204 | Ventilator exterior AUX H24A4/SAR1 | buc | AUX | 723.81
14197 | Ventilator interior AUX H09A4/SAR1 | buc | AUX | 325.44
14198 | Ventilator interior AUX H12A4/SAR1 | buc | AUX | 476.69
14199 | Ventilator interior AUX H18A4/SAR1 | buc | AUX | 673.27
14200 | Ventilator interior AUX H24A4/SAR1 | buc | AUX | 673.27
SISTEMA AER CONDITIONAT TIP CASETA
23453 | Conditioner LESSAR inverter tip caseta 18000 BTU/H | buc | LESSAR | 25251.17
23454 | Conditioner LESSAR inverter tip caseta 24000 BTU/H | buc | LESSAR | 30702.56
23455 | Conditioner LESSAR inverter tip caseta 36000 BTU/H | buc | LESSAR | 48414.47
23456 | Conditioner LESSAR inverter tip caseta 48000 BTU/H | buc | LESSAR | 55842.58
23457 | Conditioner LESSAR inverter tip caseta 55000 BTU/H | buc | LESSAR | 60101.3
22068 | Fujitsu inverter CASETA AOYG18LALL extern | buc | FUJITSU | 12206.43
22065 | Fujitsu inverter CASETA AUYG12LVLB intern | buc | FUJITSU | 11666.88
22067 | Fujitsu inverter CASETA AUYG18LVLB intern | buc | FUJITSU | 15510.65
22110 | Fujitsu panou pentru CASETA UTGUFYDW | buc | FUJITSU | 1862.95
SISTEME AER CONDITIONAT TIP DUCT
26337 | Fujitsu inverter DUCT AOYG24LBCA extern | buc | FUJITSU | 38046
26339 | Fujitsu inverter DUCT AOYG30LBTA extern | buc | FUJITSU | 42615.25
26341 | Fujitsu inverter DUCT AOYG36LBTA extern | buc | FUJITSU | 46625
26335 | Fujitsu inverter DUCT AOYG45LATT extern | buc | FUJITSU | 47744
22074 | Fujitsu inverter DUCT AOYG45LETL extern | buc | FUJITSU | 32268.79
22069 | Fujitsu inverter DUCT ARYG12LLTB intern | buc | FUJITSU | 12408.4
22071 | Fujitsu inverter DUCT ARYG18LLTB intern | buc | FUJITSU | 23820.9
26338 | Fujitsu inverter DUCT ARYG24LHTBP intern | buc | FUJITSU | 27042.5
26340 | Fujitsu inverter DUCT ARYG30LHTBP intern | buc | FUJITSU | 28254.75
26342 | Fujitsu inverter DUCT ARYG36LHTBP intern | buc | FUJITSU | 23312.5
22073 | Fujitsu inverter DUCT ARYG45LHTA intern | buc | FUJITSU | 25659.79
26336 | Fujitsu inverter DUCT ARYG45LMLA intern | buc | FUJITSU | 36181
22066 | Fujitsu inverter DUCT/ CASETA AOYG12LALL extern | buc | FUJITSU | 10284.73
22072 | Fujitsu inverter DUCT/ CASETA AOYG18LALL extern | buc | FUJITSU | 21083.64
SISTEME AER CONDITIONAT TIP SPLIT PERETE
25265 | Conditioner De Dietrich Inverter (WH EMSM 25) | buc | DE DIETRICH | 11480
25266 | Conditioner De Dietrich Inverter (WH EMSM 35) | buc | DE DIETRICH | 12300
23451 | Conditioner LESSAR Cool+ (LS H07KPA2 / LU H07KPA2) | buc | LESSAR | 5781.5
22270 | Conditioner LESSAR Cool+ (LS H09KPA2 / LU H09KPA2) | buc | LESSAR | 5781.5
23452 | Conditioner LESSAR Cool+ (LS H09KPA2A / LU H09KPA2A) | buc | LESSAR | 5705.59
22271 | Conditioner LESSAR Cool+ (LS H12KPA2 / LU H12KPA2) | buc | LESSAR | 6863.2
22272 | Conditioner LESSAR Cool+ (LS H18KPA2 / LU H18KPA2) | buc | LESSAR | 11917.35
22273 | Conditioner LESSAR Cool+ (LS H24KPA2 / LU H24KPA2) | buc | LESSAR | 14920
23047 | Conditioner LESSAR Inverter (LSHE09KLA2/LUHE09KLA2A) | buc | LESSAR | 9287.89
23046 | Conditioner LESSAR Inverter (LSHE12KLA2/LUHE12KLA2A) | buc | LESSAR | 10220.2
23468 | Conditioner LESSAR Inverter (LSHE18KLA2/LUHE18KLA2AB) | buc | LESSAR | 15759.25
23469 | Conditioner LESSAR Inverter (LSHE24KLA2/LUHE24KLA2A) | buc | LESSAR | 21410.2
26123 | Conditioner LESSAR Inverter Amigo (LSHE09KRA2/LUHE09KRA2) | buc | LESSAR | 8728.2
26124 | Conditioner LESSAR Inverter Amigo (LSHE12KRA2A/LUHE12KRA2A) | buc | LESSAR | 9604.75
26065 | Conditioner LESSAR Inverter FLEXCOOL (LSHE09KSA2/LUHE09KSA2A) | buc | LESSAR | 9063.9
26066 | Conditioner LESSAR Inverter FLEXCOOL (LSHE12KSA2/LUHE12KSA2A) | buc | LESSAR | 9679.35
26067 | Conditioner LESSAR Inverter FLEXCOOL (LSHE18KSA2/LUHE18KSA2A) | buc | LESSAR | 14789.45
26068 | Conditioner LESSAR Inverter FLEXCOOL (LSHE24KSA2/LUHE24KSA2A) | buc | LESSAR | 19023
22057 | Fujitsu inverter CLASSIC EURO AOYG07LLCD extern | buc | FUJITSU | 5557.7
22059 | Fujitsu inverter CLASSIC EURO AOYG09LLCD extern | buc | FUJITSU | 5744.2
22061 | Fujitsu inverter CLASSIC EURO AOYG12LLCD extern | buc | FUJITSU | 8765.5
22464 | Fujitsu inverter CLASSIC EURO AOYG12LLCE extern | buc | FUJITSU | 8858.75
22056 | Fujitsu inverter CLASSIC EURO ASYG07LLCD intern | buc | FUJITSU | 3674.05
22058 | Fujitsu inverter CLASSIC EURO ASYG09LLCD intern | buc | FUJITSU | 3823.25
22060 | Fujitsu inverter CLASSIC EURO ASYG12LLCD intern | buc | FUJITSU | 6154.5
22463 | Fujitsu inverter CLASSIC EURO ASYG12LLCE intern | buc | FUJITSU | 5874.75
22049 | Fujitsu inverter DELUXE SLIDE AOYG09LTC extern | buc | FUJITSU | 12408.4
22051 | Fujitsu inverter DELUXE SLIDE AOYG12LTC extern | buc | FUJITSU | 13707.38
22048 | Fujitsu inverter DELUXE SLIDE ASYG09LTCA intern | buc | FUJITSU | 8261.02
22050 | Fujitsu inverter DELUXE SLIDE ASYG12LTCA intern | buc | FUJITSU | 9314.18
26343 | Fujitsu inverter DESIGN AOYG09KETA extern | buc | FUJITSU | 12122.5
26345 | Fujitsu inverter DESIGN AOYG12KETA extern | buc | FUJITSU | 14080.75
26344 | Fujitsu inverter DESIGN ASYG09KETA intern | buc | FUJITSU | 6341
26346 | Fujitsu inverter DESIGN ASYG12KETA intern | buc | FUJITSU | 7553.25
22053 | Fujitsu inverter STANDARD AOYG18LFC extern | buc | FUJITSU | 10705.1
22055 | Fujitsu inverter STANDARD AOYG24LFCC extern | buc | FUJITSU | 22714.39
22052 | Fujitsu inverter STANDARD ASYG18LFCA intern | buc | FUJITSU | 11469.75
22054 | Fujitsu inverter STANDARD ASYG24LFCC intern | buc | FUJITSU | 23704.34
SISTEME DE AER CONDITIONAT MULTY SPLIT
22293 | Fujitsu inverter Mult.Split AOYG18LAT3 extern | buc | FUJITSU | 23855.59
22064 | Fujitsu inverter Mult.Split AOYG24LAT3 extern | buc | FUJITSU | 28553.15
22294 | Fujitsu inverter Mult.Split AOYG30LAT4 extern | buc | FUJITSU | 66177.85
22062 | Fujitsu inverter Mult.Split ASYG09LMCA intern | buc | FUJITSU | 4643.85
22063 | Fujitsu inverter Mult.Split ASYG12LMCA intern | buc | FUJITSU | 5389.85
TEVI CUPRU CLIMATIZARE
16504 | Teava Cupru ACR 1/2 | м | METROTERM | 86.96
16502 | Teava Cupru ACR 1/4 | м | METROTERM | 40.01
12437 | Teava Cupru ACR 3/4 | м | METROTERM | 159.8
16503 | Teava Cupru ACR 3/8 | м | METROTERM | 63.8
16511 | Teava Cupru ACR 5/8 | м | METROTERM | 140.41
22976 | Teava Cupru izolata Foma Colac d1/2 | m | FOMA | 95.33
22974 | Teava Cupru izolata Foma Colac d1/4 | m | FOMA | 49.2
22975 | Teava Cupru izolata Foma Colac d3/8 | m | FOMA | 69.29
22977 | Teava Cupru izolata Foma Colac d5/8 | m | FOMA | 149.65
05. CLIMATIZARE
AEROTERME
21620 | Aeroterma Flowair cu 3 viteze,suport Leo FB20V | buc | FLOWAIR LEO | 6150
21622 | Aeroterma Flowair cu 3 viteze,suport Leo FB30V | buc | FLOWAIR LEO | 6888
17063 | Aeroterma Flowair Leo AGRO 45 | buc | FLOWAIR LEO | 17322.5
17060 | Aeroterma Flowair Leo FB 15S | buc | FLOWAIR LEO | 8384.5
13599 | Aeroterma Flowair Leo FB 25S | buc | FLOWAIR LEO | 9573.5
20435 | Aeroterma Flowair Leo FB New 15M | buc | FLOWAIR LEO | 10557.5
20433 | Aeroterma Flowair Leo FB New 25V | buc | FLOWAIR LEO | 7482.5
18238 | Aeroterma Flowair Leo FS 19 S | buc | FLOWAIR LEO | 13017.5
17062 | Aeroterma Flowair Leo INOX 25 S | buc | FLOWAIR LEO | 12402.5
24116 | Aeroterma Flowair Leo L1 (1.3-32.3)kw | buc | FLOWAIR LEO | 8815
23764 | Aeroterma Flowair Leo L2 (2-50)kw | buc | FLOWAIR LEO | 9532.5
23765 | Aeroterma Flowair Leo L3 (3-65)kw | buc | FLOWAIR LEO | 10024.5
23763 | Aeroterma Flowair Leo S1 (1-13)kw | buc | FLOWAIR LEO | 7380
24114 | Aeroterma Flowair Leo S2 (2.1-26.5)kw | buc | FLOWAIR LEO | 7175
24115 | Aeroterma Flowair Leo S3 (1.7-32.7)kw | buc | FLOWAIR LEO | 7892.5
17064 | Camera de amestec Flowair | buc | FLOWAIR LEO | 11377.5
23417 | Controler Flowair T-box | buc | FLOWAIR LEO | 4510
14153 | Controler Flowair VNT 20 | buc | FLOWAIR LEO | 2460
18229 | Distribuitor de semnal Flowair R10 | buc | FLOWAIR LEO | 1127.5
23418 | Modul de control Flowair DRV V p/u LEO V | buc | FLOWAIR LEO | 2152.5
18232 | Panou de control Flowair KTE | buc | FLOWAIR LEO | 10619.62
18228 | Reglator turatie ventilator cu 3 trepte TRs 0.6 A | buc | FLOWAIR LEO | 922.5
14152 | Reglator turatie ventilator cu 5 trepte TR 1.5A | buc | FLOWAIR LEO | 1640
18227 | Reglator turatie ventilator cu 5 trepte TRd 3.0A | buc | FLOWAIR LEO | 2357.5
22837 | Reglator turatie ventilator cu 5 trepte TRd 3.5A | buc | FLOWAIR LEO | 2368.16
18240 | Schimbator de caldura aeroterma LEO FB 45 | buc | FLOWAIR LEO | 4149.61
18230 | Senzor de temperatura Extern PT 1000 IP65 | buc | FLOWAIR LEO | 922.5
17066 | Suport aeroterma Leo FB25/45 | buc | FLOWAIR LEO | 1435
20437 | Suport aeroterma Leo FB25/45/65 NEW | buc | FLOWAIR LEO | 922.5
17065 | Suport aeroterma Leo FB9, FB15, FB30 | buc | FLOWAIR LEO | 1127.5
20438 | Suport aeroterma Leo FB9/10/15/20/30 NEW | buc | FLOWAIR LEO | 717.5
18231 | Termostat de camera Flowair cu comutator 3 viteze TS | buc | FLOWAIR LEO | 512.5
14154 | Termostat de camera Flowair RA | buc | FLOWAIR LEO | 307.5
18226 | Termostat de camera Flowair RS rece/cald | buc | FLOWAIR LEO | 1423.73
18235 | Termostat protectie inghet TPR RANCO | buc | FLOWAIR LEO | 2665
22259 | Tun de aer cald Kamoto pe gaz GH15/15kw | buc | METROTERM | 2720.25
22260 | Tun de aer cald Kamoto pe gaz GH30R/30kw | buc | METROTERM | 3921.49
22261 | Tun de aer cald Kamoto pe gaz GH50A/50kw | buc | METROTERM | 5115
PERDELE DE AER
20876 | Panou de alimentare si control Flowair LEO S3G | buc | FLOWAIR LEO | 3690
22168 | Perdea de aer elictrica Besta E90 (4kw) | buc | FLOWAIR LEO | 5227.5
22169 | Perdea de aer elictrica Elis CE100 (6.5kw) | buc | FLOWAIR LEO | 8610
22170 | Perdea de aer elictrica Elis CE150 (10kw) | buc | FLOWAIR LEO | 10660
23103 | Perdea de aer elictrica Elis CE200 (15kw) | buc | FLOWAIR LEO | 13837.5
23102 | Perdea de aer ELIS C W 150/L | buc | FLOWAIR LEO | 10865
24117 | Perdea de aer ELIS C W 200 (14.9-17.6)kw | buc | FLOWAIR LEO | 13325
17518 | Perdea de aer ELIS R1 W 100/L | buc | FLOWAIR LEO | 17308.56
20507 | Perdea de aer ELIS T W 100/L | buc | FLOWAIR LEO | 11172.5
20506 | Perdea de aer ELIS T W 150/L | buc | FLOWAIR LEO | 16154
22171 | Perdea de aer ELIS T W 200/L | buc | FLOWAIR LEO | 21033
17520 | Perdea de aer ELIS T2 N100/L | buc | FLOWAIR LEO | 10045
17519 | Perdea de aer ELIS T2 W150/L | buc | FLOWAIR LEO | 25405.45
21623 | Perdea de aer industriala ELIS G1 N150/L | buc | FLOWAIR LEO | 16092.5
20874 | Perdea de aer industriala ELIS G1 N200/L | buc | FLOWAIR LEO | 20479.5
20875 | Perdea de aer industriala ELIS G1 W150/L | buc | FLOWAIR LEO | 23518.01
VENTILCONVECTOARE
25210 | Ventilconvector EVOCLIMA , 4 tevi FC+1 100 | buc | CLINT | 15067.5
25208 | Ventilconvector EVOCLIMA , 4 tevi FC+1 40 | buc | CLINT | 8097.5
25209 | Ventilconvector EVOCLIMA , 4 tevi FC+1 70 | buc | CLINT | 13325
24259 | Ventiloconvector CLINT cu panou comanda FVW/VP 33 FLOYD | buc | CLINT | 7790
24260 | Ventiloconvector CLINT cu panou comanda FVW/VP 53 FLOYD | buc | CLINT | 9737.5
25571 | Ventiloconvector CLINT cu panou comanda FVW/VP 54(10kw) FLOYD | buc | CLINT | 10209
23112 | Ventiloconvector CLINT de pardoseala FVW/ VP 23(4.19kw) | buc | CLINT | 6014.09
23113 | Ventiloconvector CLINT de pardoseala FVW/ VP 34(6.35kw) | buc | CLINT | 7892.5
23114 | Ventiloconvector CLINT de pardoseala FVW/ VP 43(7.03kw) | buc | CLINT | 7995
21328 | Ventiloconvector CLINT de pardoseala FVW/ VP13(3.2kw) | buc | CLINT | 5637.5
22183 | Ventiloconvector CLINT de pardoseala FVW/ VP14(3.5kw) | buc | CLINT | 6324.87
21329 | Ventiloconvector CLINT de pardoseala FVW/ VP33(5.7kw) | buc | CLINT | 6867.5
21330 | Ventiloconvector CLINT de pardoseala FVW/ VP53(9kw) | buc | CLINT | 8815
25570 | Ventiloconvector CLINT de pardoseala FVW/ VP54(10kw) | buc | CLINT | 9225
21326 | Ventiloconvector CLINT de tavan FIW/ IO 13(3.2kw) | buc | CLINT | 4760.51
21327 | Ventiloconvector CLINT de tavan FIW/ IO 23(4.2kw) | buc | CLINT | 5022.5
21333 | Ventiloconvector CLINT tip caseta TCW 122(10.9kw) | buc | CLINT | 25817.5
23115 | Ventiloconvector CLINT tip caseta TCW 22(4.9kw) | buc | CLINT | 16532.43
23116 | Ventiloconvector CLINT tip caseta TCW 32(6.6kw) | buc | CLINT | 17375.6
21331 | Ventiloconvector CLINT tip caseta TCW 42 (5.8kw) | buc | CLINT | 18707.28
24102 | Ventiloconvector CLINT tip caseta TCW 63 | buc | CLINT | 23486.65
21332 | Ventiloconvector CLINT tip caseta TCW/WB42-4tevi(2.2kw) | buc | CLINT | 18197.44
21334 | Ventiloconvector CLINT tip Duct UTW 63 (4.6/9.8kw) | buc | CLINT | 13102.99
21335 | Ventiloconvector CLINT tip Duct UTW 93 (7.5/15.5kw) | buc | CLINT | 17204.42
06. VENTILARE
ACCESORII VENTILARE
18234 | Actuator BELIMO SP 0-10V | buc | FLOWAIR LEO | 7415.26
18233 | Actuator BELIMO SP LF24 ON/OF | buc | FLOWAIR LEO | 5680.96
23527 | Banda autoadeziva AL Proconstruct 50/25 25mic. | buc | METROTERM | 70
23528 | Banda autoadeziva AL Proconstruct 50/50 25mic. | buc | METROTERM | 130
26559 | Banda perforata 12.2x0.4mmx10m /408110 | buc | METROTERM | 68
26384 | Banda perforata Zn 20x0.8mmx10m TM5/10 | buc | METROTERM | 250
20268 | Banda perforata Zn 20x10x1.0 TM9/10 / 408026 | buc | METROTERM | 230
20267 | Banda perforata Zn 40x10x2.0 TM2/10 | buc | METROTERM | 677.86
19539 | Brida fixare otel d105-120mm 012-0617 | buc | METROTERM | 12.95
20383 | Brida fixare otel d115-130mm 012-0618 | buc | METROTERM | 12.95
19542 | Brida fixare otel d125-140mm 012-0619 | buc | METROTERM | 22.29
20372 | Brida fixare otel d145-160mm 012-0620 | buc | METROTERM | 22.81
22153 | Brida fixare otel d155-170mm 012-0621 | buc | METROTERM | 28.92
20713 | Brida fixare otel d240-260mm 012-0623 | buc | METROTERM | 32.1
20714 | Brida fixare otel d315-330mm 012-0624 | buc | METROTERM | 53.25
19543 | Brida fixare otel d90-110mm 012-0616 | buc | METROTERM | 12.06
26470 | Conexiune flexibila BLAUBERG EVA 125 | buc | BLAUBERG | 82
22034 | Conexiune flexibila BLAUBERG EVA 150 | buc | BLAUBERG | 233.7
26471 | Conexiune flexibila BLAUBERG EVA 160 | buc | BLAUBERG | 95.33
22035 | Conexiune flexibila BLAUBERG EVA 200 | buc | BLAUBERG | 205
22036 | Conexiune flexibila BLAUBERG EVA 250 | buc | BLAUBERG | 246
22037 | Conexiune flexibila BLAUBERG EVA 315 | buc | BLAUBERG | 266.5
21501 | Conexiune flexibila BLAUBERG EVA 400/200 | buc | BLAUBERG | 480.52
21502 | Conexiune flexibila BLAUBERG EVA 500/250 | buc | BLAUBERG | 558.42
21503 | Conexiune flexibila BLAUBERG EVA 500/300 | buc | BLAUBERG | 611.31
21504 | Conexiune flexibila BLAUBERG EVA 600/300 | buc | BLAUBERG | 625.66
21505 | Conexiune flexibila BLAUBERG EVA 600/350 | buc | BLAUBERG | 701.72
22966 | Conexiune flexibila BLAUBERG EVA 700/400 | buc | BLAUBERG | 873.51
21524 | Flansa tubulara vopsita Blauberg FRM100 | buc | BLAUBERG | 51.25
21525 | Flansa tubulara vopsita Blauberg FRM125 | buc | BLAUBERG | 65.81
21526 | Flansa tubulara zincata Blauberg FRZ150 | buc | BLAUBERG | 51.25
21530 | Flansa tubulara zincata Blauberg FRZ160 | buc | BLAUBERG | 58.02
21527 | Flansa tubulara zincata Blauberg FRZ200 | buc | BLAUBERG | 71.75
21528 | Flansa tubulara zincata Blauberg FRZ250 | buc | BLAUBERG | 81.18
21529 | Flansa tubulara zincata Blauberg FRZ315 | buc | BLAUBERG | 112.75
21561 | Mufa tubulara plastic Blauberg RV100 | buc | BLAUBERG | 26.86
21562 | Mufa tubulara plastic Blauberg RV125 | buc | BLAUBERG | 27.68
21563 | Mufa tubulara plastic Blauberg RV150 | buc | BLAUBERG | 34.85
21516 | Mufa tubulara zincata Blauberg SVZ 150 | buc | BLAUBERG | 51.05
21517 | Mufa tubulara zincata Blauberg SVZ 200 | buc | BLAUBERG | 61.5
21518 | Mufa tubulara zincata Blauberg SVZ 250 | buc | BLAUBERG | 78.72
21557 | Mufa tubulatura vopsita Blauberg SVM100 | buc | BLAUBERG | 43.46
21556 | Mufa tubulatura vopsita Blauberg SVM125 | buc | BLAUBERG | 53.1
25923 | Pile electrice Power Philips 4 buc | Set |  | 41
24432 | Reductie tubulara Blauberg metal RSM 125/150 | buc | BLAUBERG | 94.3
21558 | Reductie tubulara Blauberg plastic RS100/125 | buc | BLAUBERG | 27.27
21559 | Reductie tubulara Blauberg plastic RS125/150 | buc | BLAUBERG | 32.8
21560 | Reductie tubulara Blauberg plastic RS80/150 | buc | BLAUBERG | 39.77
21566 | Reglator turatii Blauberg CDP-3/5; 3A | buc | BLAUBERG | 232.88
21569 | Reglator turatii Blauberg CDTE E1.8A | buc | BLAUBERG | 573.59
21564 | Senzor CO2 Blauberg CD - 1 | buc | BLAUBERG | 5445.83
21570 | Termoregulator Blauberg MLC E2 | buc | BLAUBERG | 987.9
21571 | Termoregulator Blauberg MLCD E2 cu panou distanta | buc | BLAUBERG | 993.23
21568 | Termostat de camera Blauberg TS E10 | buc | BLAUBERG | 430.5
21520 | Teu tubular vopsit Blauberg TSM120°d100 | buc | BLAUBERG | 175.28
21519 | Teu tubular vopsit Blauberg TSM120°d125 | buc | BLAUBERG | 220.38
21521 | Teu tubular vopsit Blauberg TSM120°d150 | buc | BLAUBERG | 276.75
21522 | Teu tubular vopsit Blauberg TSM120°d200 | buc | BLAUBERG | 343.99
21523 | Teu tubular vopsit Blauberg TSM120°d250 | buc | BLAUBERG | 376.18
25896 | Tub apa Fondital cu O-Ring | buc | FONDITAL | 205
ANEMOSTATE CIRCULARE
18222 | Anemostat circular ALNOR NCD300 | buc | ALNOR | 481.55
21342 | Anemostat circular ALNOR NCD350 | buc | ALNOR | 726.73
ANEMOSTATE PATRATE
21361 | Anemostat ALNOR NCD-S 295x295 | buc | ALNOR | 346.86
22213 | Anemostat BLAUBERG DP 260*260 | buc | BLAUBERG | 266.5
22214 | Anemostat BLAUBERG DP 325*325 | buc | BLAUBERG | 360.8
22215 | Anemostat BLAUBERG DP 395*395 | buc | BLAUBERG | 471.5
22216 | Anemostat BLAUBERG DP 460*460 | buc | BLAUBERG | 615
19036 | Anemostat TANGRA TBP4 NO 200x200 | buc | TANGRA | 233.29
19039 | Anemostat TANGRA TBP4 NO 500x500 | buc | TANGRA | 484.21
ATENUATOARE
22032 | Atenuator de zgomot BLAUBERG SD 150/600 | buc | BLAUBERG | 717.5
26501 | Atenuator de zgomot BLAUBERG SD 160/900 | buc | BLAUBERG | 820
21494 | Atenuator de zgomot BLAUBERG SD 200/600 | buc | BLAUBERG | 799.5
21495 | Atenuator de zgomot BLAUBERG SD 250/600 | buc | BLAUBERG | 1025
26502 | Atenuator de zgomot BLAUBERG SD 250/900 | buc | BLAUBERG | 1230
22033 | Atenuator de zgomot BLAUBERG SD 315/600 | buc | BLAUBERG | 1121.15
26503 | Atenuator de zgomot BLAUBERG SD 315/900 | buc | BLAUBERG | 1435
21496 | Atenuator de zgomot BLAUBERG SD 400/200 | buc | BLAUBERG | 1422.29
21497 | Atenuator de zgomot BLAUBERG SD 500/250 | buc | BLAUBERG | 1696.99
21498 | Atenuator de zgomot BLAUBERG SD 500/300 | buc | BLAUBERG | 2178.74
21499 | Atenuator de zgomot BLAUBERG SD 600/300 | buc | BLAUBERG | 2062.51
21500 | Atenuator de zgomot BLAUBERG SD 600/350 | buc | BLAUBERG | 2570.7
22962 | Atenuator de zgomot BLAUBERG SD 700/400 | buc | BLAUBERG | 4621.52
19013 | Atenuator de zgomot TANGRA TSA-R D250 X 1000 | buc | TANGRA | 1425.16
BATERII PE APA
22015 | Baterie apa BLAUBERG WKH 150-4 | buc | BLAUBERG | 3157
22016 | Baterie apa BLAUBERG WKH 200-4 | buc | BLAUBERG | 3485
22017 | Baterie apa BLAUBERG WKH 250-4 | buc | BLAUBERG | 4100
22018 | Baterie apa BLAUBERG WKH 315-4 | buc | BLAUBERG | 5945
22019 | Baterie apa BLAUBERG WKH 40*20-4 | buc | BLAUBERG | 4483.56
21471 | Baterie apa BLAUBERG WKH 400/200-4 | buc | BLAUBERG | 4751.49
22020 | Baterie apa BLAUBERG WKH 50*25-4 | buc | BLAUBERG | 4538.7
21472 | Baterie apa BLAUBERG WKH 500/250-2 | buc | BLAUBERG | 3981.51
22021 | Baterie apa BLAUBERG WKH 60*30-4 | buc | BLAUBERG | 5125
22964 | Baterie apa BLAUBERG WKH 70x40-2 | buc | BLAUBERG | 6355
18991 | Baterie apa TANGRA COT400/200-2R/10kw | buc | TANGRA | 1342.34
18993 | Baterie apa TANGRA COT500/250-2R/16kw | buc | TANGRA | 1634.06
21340 | Baterie apa TANGRA COT500/250-4R/24kw | buc | TANGRA | 4849.69
CLAPETE DE AER ANTIRETUR
21473 | Clapete de aer antiretur BLAUBERG VRV150 | buc | BLAUBERG | 134.28
21474 | Clapete de aer antiretur BLAUBERG VRV160 | buc | BLAUBERG | 174.25
21475 | Clapete de aer antiretur BLAUBERG VRV200 | buc | BLAUBERG | 174.25
21476 | Clapete de aer antiretur BLAUBERG VRV250 | buc | BLAUBERG | 225.5
22027 | Clapete de aer antiretur BLAUBERG VRV315 | buc | BLAUBERG | 218.33
21477 | Clapete de aer antiretur BLAUBERG VRVS 400/200 | buc | BLAUBERG | 753.99
21478 | Clapete de aer antiretur BLAUBERG VRVS 500/250 | buc | BLAUBERG | 857.31
21479 | Clapete de aer antiretur BLAUBERG VRVS 500/300 | buc | BLAUBERG | 873.1
21480 | Clapete de aer antiretur BLAUBERG VRVS 600/300 | buc | BLAUBERG | 942.8
21481 | Clapete de aer antiretur BLAUBERG VRVS 600/350 | buc | BLAUBERG | 1079.12
DAMPERE
22963 | Damper BLAUBERG ASL 700*400 | buc | BLAUBERG | 4702.91
22024 | Damper BLAUBERG SL 40*20 | buc | BLAUBERG | 987.49
22025 | Damper BLAUBERG SL 50*25 | buc | BLAUBERG | 1045.5
22026 | Damper BLAUBERG SL 60*30 | buc | BLAUBERG | 1333.94
23840 | Damper BLAUBERG SL 70*40 | buc | BLAUBERG | 1763
26504 | Damper BLAUBERG SL 80*50 | buc | BLAUBERG | 2152.5
25530 | Damper BLAUBERG VK 125 | buc | BLAUBERG | 440.75
22038 | Damper BLAUBERG VK 150 | buc | BLAUBERG | 430.5
22039 | Damper BLAUBERG VK 200 | buc | BLAUBERG | 389.5
22040 | Damper BLAUBERG VK 250 | buc | BLAUBERG | 553.5
22041 | Damper BLAUBERG VK 315 | buc | BLAUBERG | 397.29
22042 | Damper BLAUBERG VK 400*200 | buc | BLAUBERG | 986.05
22043 | Damper BLAUBERG VK 500*250 | buc | BLAUBERG | 1145.13
22044 | Damper BLAUBERG VK 600*300 | buc | BLAUBERG | 1302.37
26505 | Damper BLAUBERG VKA 250 | buc | BLAUBERG | 594.5
19004 | Damper TANGRA KEK 200 | buc | TANGRA | 127.92
19005 | Damper TANGRA KEK 250 | buc | TANGRA | 150.47
19006 | Damper TANGRA KEK 315 | buc | TANGRA | 158.06
21359 | Damper TANGRA KEP 150x200 | buc | TANGRA | 289.05
21358 | Damper TANGRA KEP 150x250 | buc | TANGRA | 293.15
21357 | Damper TANGRA KEP 150x300 | buc | TANGRA | 305.04
21356 | Damper TANGRA KEP 200x300 | buc | TANGRA | 321.24
21355 | Damper TANGRA KEP 200x350 | buc | TANGRA | 341.33
21354 | Damper TANGRA KEP 200x500 | buc | TANGRA | 389.5
DIFUZOARE
19014 | Difuzor linear TANGRA FLD 500x100 | buc | TANGRA | 419.02
FILTRE AER
21487 | Filtru aer cu buzunar BLAUBERG KFBT 160-G4 | buc | BLAUBERG | 1207.86
21488 | Filtru aer cu buzunar BLAUBERG KFBT 200-G4 | buc | BLAUBERG | 1354.23
22030 | Filtru aer cu buzunar BLAUBERG KFBT 250-G4 | buc | BLAUBERG | 1129.35
22031 | Filtru aer cu buzunar BLAUBERG KFBT 315-G4 | buc | BLAUBERG | 1333.53
21489 | Filtru aer cu buzunar BLAUBERG KFBT 400/200-4 | buc | BLAUBERG | 1148
21490 | Filtru aer cu buzunar BLAUBERG KFBT 500/250-4 | buc | BLAUBERG | 1509.62
21491 | Filtru aer cu buzunar BLAUBERG KFBT 500/300-4 | buc | BLAUBERG | 1608.84
21492 | Filtru aer cu buzunar BLAUBERG KFBT 600/300-4 | buc | BLAUBERG | 1681
21493 | Filtru aer cu buzunar BLAUBERG KFBT 600/350-4 | buc | BLAUBERG | 1846.03
24426 | Filtru aer cu buzunar BLAUBERG KFBV 315-G4 | buc | BLAUBERG | 1271
22028 | Filtru aer tip caseta BLAUBERG KFBK 150-G4 | buc | BLAUBERG | 738
22029 | Filtru aer tip caseta BLAUBERG KFBK 200-G4 | buc | BLAUBERG | 738
21482 | Filtru aer tip caseta BLAUBERG KFBK 400/200-4 | buc | BLAUBERG | 820.41
21483 | Filtru aer tip caseta BLAUBERG KFBK 500/250-4 | buc | BLAUBERG | 914.1
21484 | Filtru aer tip caseta BLAUBERG KFBK 500/300-4 | buc | BLAUBERG | 902
21485 | Filtru aer tip caseta BLAUBERG KFBK 600/300-4 | buc | BLAUBERG | 1018.24
21486 | Filtru aer tip caseta BLAUBERG KFBK 600/350-4 | buc | BLAUBERG | 1025
19011 | Filtru aer tip caseta TANGRA AFR 500/400 | buc | TANGRA | 1061.49
26051 | Releu Diferential de Presiune BLAUBERG DTV 500 | buc | BLAUBERG | 717.5
GRILE
26058 | Conducta aerisire cu grila antiploaie exterioara Blauberg PP 160/0.7 | buc | BLAUBERG | 714.43
26449 | Grila Blauberg alba aluminiu ONG 1 200*100 | buc | BLAUBERG | 143.5
26450 | Grila Blauberg alba aluminiu ONG 1 200*200 | buc | BLAUBERG | 205
26451 | Grila Blauberg alba aluminiu ONG 1 300*100 | buc | BLAUBERG | 164
26452 | Grila Blauberg alba aluminiu ONG 1 400*200 | buc | BLAUBERG | 287
26041 | Grila Blauberg alba metalica ORG 150*150 | buc | BLAUBERG | 114.8
26042 | Grila Blauberg alba metalica ORG 200*200 | buc | BLAUBERG | 155.8
22217 | Grila Blauberg alba metalica ORG 250*100 | buc | BLAUBERG | 114.8
22218 | Grila Blauberg alba metalica ORG 250*150 | buc | BLAUBERG | 143.5
22219 | Grila Blauberg alba metalica ORG 300*100 | buc | BLAUBERG | 123
22220 | Grila Blauberg alba metalica ORG 300*150 | buc | BLAUBERG | 153.75
26043 | Grila Blauberg alba metalica ORG 300*300 | buc | BLAUBERG | 258.3
22221 | Grila Blauberg alba metalica ORG 350*100 | buc | BLAUBERG | 135.3
22222 | Grila Blauberg alba metalica ORG 350*150 | buc | BLAUBERG | 184.5
22223 | Grila Blauberg alba metalica ORG 350*200 | buc | BLAUBERG | 201.11
26044 | Grila Blauberg alba metalica ORG 400*150 | buc | BLAUBERG | 174.25
22224 | Grila Blauberg alba metalica ORG 400*200 | buc | BLAUBERG | 215.25
22225 | Grila Blauberg alba metalica ORG 500*250 | buc | BLAUBERG | 343.99
22226 | Grila Blauberg alba metalica ORG 600*300 | buc | BLAUBERG | 471.91
22227 | Grila Blauberg alba metalica ORG 600*350 | buc | BLAUBERG | 530.75
24422 | Grila Blauberg alba metalica RN 300*300 | buc | BLAUBERG | 389.5
24423 | Grila Blauberg alba metalica RN 400*300 | buc | BLAUBERG | 430.5
21545 | Grila Blauberg antiploae PVC 155x155HU | buc | BLAUBERG | 75.65
21546 | Grila Blauberg antiploae PVC 155x155HU | buc | BLAUBERG | 69.7
21548 | Grila Blauberg antiploae PVC cu clapeta 185x185/125HK | buc | BLAUBERG | 92.25
21550 | Grila Blauberg antiploae PVC cu clapeta 185x185/150HK | buc | BLAUBERG | 102.5
21375 | Grila Blauberg antiploae PVC MV102V D100 | buc | BLAUBERG | 41.62
21377 | Grila Blauberg antiploae PVC MV122VK D125 | buc | BLAUBERG | 74.83
26056 | Grila Blauberg DECOR Hi-Fi 100 | buc | BLAUBERG | 98.4
26057 | Grila Blauberg DECOR Moon100 | buc | BLAUBERG | 98.4
21531 | Grila Blauberg gravitationala metalica GM200 | buc | BLAUBERG | 225.5
21532 | Grila Blauberg gravitationala metalica GM300 | buc | BLAUBERG | 328
21533 | Grila Blauberg gravitationala metalica GM400 | buc | BLAUBERG | 410
21534 | Grila Blauberg gravitationala metalica GM535 | buc | BLAUBERG | 574
21547 | Grila Blauberg gravitationala PVC cu flansa 155x155UG | buc | BLAUBERG | 92.25
21549 | Grila Blauberg gravitationala PVC cu flansa 185x185/150G | buc | BLAUBERG | 135.71
21551 | Grila Blauberg gravitationala PVC cu flansa 250x250/150G | buc | BLAUBERG | 174.25
21374 | Grila Blauberg gravitationala PVC MV 120VJ D125 | buc | BLAUBERG | 51.46
21378 | Grila Blauberg gravitationala PVC MV 250/150VJ D150 | buc | BLAUBERG | 83.85
26052 | Grila Blauberg inox ext. DECOR S d102 HK | buc | BLAUBERG | 328
26053 | Grila Blauberg inox ext. DECOR S d152 HK | buc | BLAUBERG | 410
24428 | Grila Blauberg inox ext. DECOR S d162 HK | buc | BLAUBERG | 328
26054 | Grila Blauberg inox ext. DECOR S d202 HK | buc | BLAUBERG | 963.5
24430 | Grila Blauberg PVC cu plasa Decor 180x180 d125s | buc | BLAUBERG | 55.35
26055 | Grila Blauberg PVC cu plasa Decor 250x250G | buc | BLAUBERG | 92.25
21544 | Grila Blauberg PVC cu plasa Decor d100s | buc | BLAUBERG | 41
26507 | Grila Blauberg PVC cu plasa Decor d125 | buc | BLAUBERG | 51.25
24429 | Grila Blauberg PVC cu plasa Decor d125s | buc | BLAUBERG | 44.08
21373 | Grila Blauberg PVC cu plasa MV100VS 154x154 | buc | BLAUBERG | 40.18
21376 | Grila Blauberg PVC cu plasa MV120VS 186x186 | buc | BLAUBERG | 95.33
21379 | Grila Blauberg PVC cu plasa MV250/150VS 250x250 | buc | BLAUBERG | 75.85
26457 | Grila Blauberg PVC DECOR 81x136 | buc | BLAUBERG | 92.25
26458 | Grila Blauberg PVC DECOR 81x136R clapeta | buc | BLAUBERG | 102.5
26459 | Grila Blauberg PVC DECOR 86x230 | buc | BLAUBERG | 143.5
26460 | Grila Blauberg PVC DECOR 86x230R clapeta | buc | BLAUBERG | 153.75
26461 | Grila Blauberg PVC WHM 100 DK | buc | BLAUBERG | 512.5
26462 | Grila Blauberg PVC WHM 100 DR | buc | BLAUBERG | 451
26463 | Grila Blauberg PVC WHM 100 DS | buc | BLAUBERG | 820
21347 | Grila TANGRA aluminiu CBP-L-X 225x225 | buc | TANGRA | 180.61
21351 | Grila TANGRA aluminiu CBP-L-X 325x125 | buc | TANGRA | 140.43
21350 | Grila TANGRA aluminiu CBP-L-X 325x225 | buc | TANGRA | 200.7
21349 | Grila TANGRA aluminiu CBP-L-X 425x125 | buc | TANGRA | 160.52
21348 | Grila TANGRA aluminiu CBP-L-X 425x225 | buc | TANGRA | 220.79
19034 | Grila TANGRA arhitecturala CDN-R 600 | buc | TANGRA | 459.2
19033 | Grila TANGRA arhitecturala CDN-S 600 | buc | TANGRA | 404.06
19035 | Grila TANGRA arhitecturala DS-S 600/48-A | buc | TANGRA | 557.4
19017 | Grila TANGRA de exterior NJR 400x400 | buc | TANGRA | 524.39
19019 | Grila TANGRA de exterior NJR 500x500 | buc | TANGRA | 639.81
19018 | Grila TANGRA de exterior NJR 600x400 | buc | TANGRA | 669.94
19021 | Grila TANGRA de exterior NJR galvanizata 500x500 | buc | TANGRA | 542.43
19016 | Grila TANGRA de exterior VJR B/H+F 500x500 | buc | TANGRA | 1048.78
19022 | Grila TANGRA SPIRO RBP-S 425x125 | buc | TANGRA | 165.64
19023 | Grila TANGRA SPIRO RBP-S 525x225 | buc | TANGRA | 323.7
19024 | Grila TANGRA SPIRO RBP-S 625x325 | buc | TANGRA | 509.43
RECUPERATOARE
23082 | Recuperator BLAUBERG Komfort 90% EC DE 1100-3,3-L | buc | BLAUBERG | 79950
23083 | Recuperator BLAUBERG Komfort 90% EC DE 1100-3,3-R | buc | BLAUBERG | 79950
22005 | Recuperator BLAUBERG Komfort 90% EC DW 1000-4-L | buc | BLAUBERG | 77319.65
22006 | Recuperator BLAUBERG Komfort 90% EC DW 600-2-L | buc | BLAUBERG | 57989.38
26036 | Recuperator BLAUBERG Komfort EC 300 DBE S25 DTV L | buc | BLAUBERG | 39975
26037 | Recuperator BLAUBERG Komfort EC 300 DBE S25 DTV R | buc | BLAUBERG | 39975
24431 | Recuperator BLAUBERG Komfort EC D5B 180-E S14 | buc | BLAUBERG | 23964.5
26040 | Recuperator BLAUBERG Komfort EC DB 350 L S14 | buc | BLAUBERG | 27675
25535 | Recuperator BLAUBERG Komfort EC SB 250 S25 | buc | BLAUBERG | 35875
26038 | Recuperator BLAUBERG Komfort EC SB 350 S25 | buc | BLAUBERG | 38950
26039 | Recuperator BLAUBERG Komfort EC SB 350-E S25 | buc | BLAUBERG | 45100
18966 | Recuperator TANGRA EVB AL 20H 700-2000 m3/h | buc | TANGRA | 20781.26
RECUPERATOARE DE CAMERA
23841 | Capac inox BLAUBERG p/u AH FRESHBOX 60 | buc | BLAUBERG | 553.09
23843 | Recuperator BLAUBERG Freshbox 60 | buc | BLAUBERG | 10725.6
26047 | Recuperator BLAUBERG Vento Eco2 A50- S9 Pro | buc | BLAUBERG | 5330
26048 | Recuperator BLAUBERG Vento Eco2 A50-4 S11 Pro | buc | BLAUBERG | 5945
23836 | Recuperator BLAUBERG Vento Ergo A50-1Pro | buc | BLAUBERG | 7175
26049 | Recuperator BLAUBERG Vento Expert A100-1 S10 W V.2 | buc | BLAUBERG | 11582.5
21567 | Recuperator BLAUBERG Vento Expert A50-1Pro | buc | BLAUBERG | 8712.5
19719 | Recuperator BLAUBERG- HRU VENTO A50 | buc | BLAUBERG | 5138.12
23842 | Set BLAUBERG (tevi+capac inox) MS2 p/u Freshbox 60 | buc | BLAUBERG | 1166.86
REZISTENTA EL. p/u CANAL DE VENTILARE
22008 | Rezistenta electrica BLAUBERG EKH 150 3.4Kw | buc | BLAUBERG | 2255
22009 | Rezistenta electrica BLAUBERG EKH 200-3.4Kw | buc | BLAUBERG | 2152.5
22010 | Rezistenta electrica BLAUBERG EKH 250 6Kw | buc | BLAUBERG | 2726.5
22011 | Rezistenta electrica BLAUBERG EKH 315 9Kw | buc | BLAUBERG | 3766.06
22012 | Rezistenta electrica BLAUBERG EKH 40*20 6Kw | buc | BLAUBERG | 3662.94
22013 | Rezistenta electrica BLAUBERG EKH 50*25 9Kw | buc | BLAUBERG | 4899.5
22014 | Rezistenta electrica BLAUBERG EKH 60*30 12Kw | buc | BLAUBERG | 6527.2
26059 | Rezistenta electrica BLAUBERG NK 150-2.4Kw regulator incorporat | buc | BLAUBERG | 2152.5
26061 | Rezistenta electrica BLAUBERG NK 250-6.0Kw regulator incorporat | buc | BLAUBERG | 5125
26060 | Rezistenta electrica BLAUBERG NK-200 3.4Kw regulator incorporat | buc | BLAUBERG | 4305
18996 | Rezistenta electrica TANGRA EK 400/200 6KW | buc | TANGRA | 2795.18
18997 | Rezistenta electrica TANGRA EK 500/300 9KW | buc | TANGRA | 4017.18
18998 | Rezistenta electrica TANGRA EK 600/350 15KW | buc | TANGRA | 5997.07
SISTEMA DE VENTILARE BLAUFAST
25555 | Boxa Distribuitor BlauFast SR 125/75x2 01 | buc | BLAUBERG | 697
25556 | Boxa Distribuitor BlauFast SR 125/75x6 01 | buc | BLAUBERG | 2357.5
24439 | Boxa Distribuitor BlauFast SR 125/75x6 02 | buc | BLAUBERG | 2029.5
25557 | Boxa Distribuitor BlauFast SR 160/75x10 01 | buc | BLAUBERG | 2460
25558 | Boxa Distribuitor BlauFast SR 160/75x8 01 | buc | BLAUBERG | 738
25559 | Boxa Distribuitor BlauFast SR 200/75x10 01 | buc | BLAUBERG | 3259.5
26050 | Boxa Distribuitor BlauFast SR 200/75x15 01 | buc | BLAUBERG | 3382.5
26475 | Brida fixare canal BlauPlast FKH 110x55 | buc | BLAUBERG | 10.25
26476 | Brida fixare canal BlauPlast FKH 204x60 | buc | BLAUBERG | 16.4
25552 | Conector Perete BlauFast RPW 200x55/75x2 M | buc | BLAUBERG | 666.25
25553 | Conector Perete BlauFast RPWB 200x55/75x2 M | buc | BLAUBERG | 697
25550 | Conector Podea BlauFast RPF 300x100/75x2 M | buc | BLAUBERG | 656
25551 | Conector Podea BlauFast RPF 300x100/75x3 M | buc | BLAUBERG | 697
26493 | Conexiune cu trecere plata/rotunda Plastic BlauPlast UBS 100/110x55 | buc | BLAUBERG | 46.13
26494 | Conexiune cu trecere plata/rotunda Plastic BlauPlast UBS 125/204x60 | buc | BLAUBERG | 61.5
26477 | Conexiune Plastic BlauPlast FKSV 110x55 | buc | BLAUBERG | 10.25
26478 | Conexiune Plastic BlauPlast FKSV 204x60 | buc | BLAUBERG | 20.5
26483 | Conexiune Plastic BlauPlast FKVK 110x55 cu damper | buc | BLAUBERG | 16.4
26484 | Conexiune Plastic BlauPlast FKVK 204x60 cu damper | buc | BLAUBERG | 27.68
26491 | Conexiune plata cu suport perete BlauPlast FVP 110x55 | buc | BLAUBERG | 41
26492 | Conexiune plata cu suport perete BlauPlast FVP 204x60 | buc | BLAUBERG | 82
26489 | Conexiune plata cu trecere rotunda Plastic BlauPlast FRT 100/110x55 | buc | BLAUBERG | 41
26490 | Conexiune redusa Plastic BlauPlast FS 110x54/204x60 | buc | BLAUBERG | 20.5
26481 | Conexiune ventilare Plastic BlauPlast FKV 110x55 | buc | BLAUBERG | 20.5
26482 | Conexiune ventilare Plastic BlauPlast FKV 204x60 | buc | BLAUBERG | 30.75
26495 | Cot cu trecere plat/rotund Plastic BlauPlast US-90 100/110x55 | buc | BLAUBERG | 33.83
26496 | Cot cu trecere plat/rotund Plastic BlauPlast US-90 100/204x60 | buc | BLAUBERG | 63.55
26497 | Cot cu trecere plat/rotund Plastic BlauPlast US-90 125/204x60 | buc | BLAUBERG | 63.55
26498 | Cot cu trecere plat/rotund Plastic BlauPlast US-90 150/204x60 | buc | BLAUBERG | 43.05
25541 | Cot Plastic BlauFast RB 75x90 | buc | BLAUBERG | 266.5
26473 | Cot Plastic BlauPlast FKB 110x55 | buc | BLAUBERG | 43.05
26474 | Cot Plastic BlauPlast FKB 204x60 | buc | BLAUBERG | 87.13
26485 | Cot semirotund Plastic BlauPlast FKVU 110x55 | buc | BLAUBERG | 22.55
26486 | Cot semirotund Plastic BlauPlast FKVU 204x60 | buc | BLAUBERG | 53.3
26487 | Cot vertical Plastic BlauPlast FKW 110x55 | buc | BLAUBERG | 33.83
26488 | Cot vertical Plastic BlauPlast FKW 204x60 | buc | BLAUBERG | 46.13
25542 | Damper Plastic BlauFast RD d75 | buc | BLAUBERG | 13.33
24444 | Distribuitor BlauFast RPZ 125/75x2 M | buc | BLAUBERG | 574
25554 | Distribuitor BlauFast RPZ 125/75x3 M | buc | BLAUBERG | 779
25547 | Distribuitorr Plastic BlauFast RPZ 125/75x2 | buc | BLAUBERG | 317.75
24434 | Dop p/u Boxa BlauFast RSP d75 | buc | BLAUBERG | 22.55
25545 | Dop p/u Tub BlauFast RKP d75 | buc | BLAUBERG | 20.5
24433 | Dop Rotund p/u Flansa BlauFast RFP d75 | buc | BLAUBERG | 30.75
24443 | Flansa Rotunda BlauFast RKF d75 | buc | BLAUBERG | 51.25
25538 | Grila metalica alba BlauFast p/u conector GW 200x55 01 | buc | BLAUBERG | 246
25539 | Grila metalica alba BlauFast p/u conector GW 300x55 01 | buc | BLAUBERG | 307.5
24445 | Inel de etansare BlauFast RL d75 | buc | BLAUBERG | 12.3
25548 | Inel p/u conectare tub BlauFast RS d75 | buc | BLAUBERG | 12.3
25546 | Mufa de Cuplare BlauFast RM d75 | buc | BLAUBERG | 41
26062 | Mufa Orizontala BlauFast MH 75/204x60 | buc | BLAUBERG | 123
25536 | Resou de podea metalic alb BlauFast GF 300x100 07 | buc | BLAUBERG | 451
25537 | Resou de podea metalic gri BlauFast GF 300x100 08 | buc | BLAUBERG | 697
26499 | Suport fixare perete BlauPlast WP 110x55 | buc | BLAUBERG | 10.25
26500 | Suport fixare perete BlauPlast WP 204x60 | buc | BLAUBERG | 16.4
26479 | Teu Plastic BlauPlast FKT 110x55 | buc | BLAUBERG | 57.4
26480 | Teu Plastic BlauPlast FKT 204x60 | buc | BLAUBERG | 102.5
26046 | Tub ventilare BlauFast RK 75/50 01 Colac/50m | m | BLAUBERG | 53.3
25540 | Tub ventilare BlauFast RK d75/50 Colac/50m | m | BLAUBERG | 49.2
TRATARE AER
22007 | CTA BLAUBERG BLAUBOX MW 1200-4 Pro | buc | BLAUBERG | 32312.92
TUB VENTILARE
26464 | Canal ventilare PVC BlauPlast FK 110x55/0.5 | buc | BLAUBERG | 40.18
26465 | Canal ventilare PVC BlauPlast FK 110x55/1 | buc | BLAUBERG | 80.36
26466 | Canal ventilare PVC BlauPlast FK 110x55/1.5 | buc | BLAUBERG | 112.75
26467 | Canal ventilare PVC BlauPlast FK 204x60/0.5 | buc | BLAUBERG | 70.73
26468 | Canal ventilare PVC BlauPlast FK 204x60/1 | buc | BLAUBERG | 141.45
26469 | Canal ventilare PVC BlauPlast FK 204x60/1.5 | buc | BLAUBERG | 205
20374 | Cos evacuare elastic alumin.100/3 mm 007-0128 ALUFLEKS | buc | METROTERM | 68.47
20375 | Cos evacuare elastic alumin.110/3 mm 007-0129 ALUFLEKS | buc | METROTERM | 117.25
20376 | Cos evacuare elastic alumin.120/3 mm 007-0130 ALUFLEKS | buc | METROTERM | 80.03
21030 | Cos evacuare elastic alumin.125/3 mm 007-0131 ALUFLEKS | buc | METROTERM | 90.43
20377 | Cos evacuare elastic alumin.130/3 mm 007-0132 ALUFLEKS | buc | METROTERM | 92.01
20378 | Cos evacuare elastic alumin.160/3 mm 007-0134 ALUFLEKS | buc | METROTERM | 116.33
21035 | Cos evacuare elastic alumin.80/3 mm G80-3 ALUFLEKS | buc | METROTERM | 68.45
21874 | Cos evacuare elastic alumin.G 100/3.0 m ALUFLEKS | buc | METROTERM | 93
24437 | Tub IZOLAT flexibil Blauberg BlauFlex Iso d152/L7 m | buc | BLAUBERG | 537.1
VALVE
20774 | Valva aspiratie ALNOR KW-RM-150 aluminiu | buc | ALNOR | 102.91
24063 | Valva aspiratie AN d125/ 007-0199 | buc | METROTERM | 75.33
25531 | Valva aspiratie Blauberg VMR 100 metalica | buc | BLAUBERG | 87.13
25532 | Valva aspiratie Blauberg VMR 125 metalica | buc | BLAUBERG | 109.68
24436 | Valva aspiratie Blauberg VMR 125 metalica | buc | BLAUBERG | 71.75
25533 | Valva aspiratie Blauberg VMR 150 metalica | buc | BLAUBERG | 112.75
25534 | Valva aspiratie Blauberg VMR 200 metalica | buc | BLAUBERG | 190.65
21555 | Valva aspiratie Blauberg VPR 100 plastic | buc | BLAUBERG | 92.25
21552 | Valva aspiratie Blauberg VPR 125 plastic | buc | BLAUBERG | 82
21553 | Valva aspiratie Blauberg VPR 150 plastic | buc | BLAUBERG | 102.5
21554 | Valva aspiratie Blauberg VPR 200 plastic | buc | BLAUBERG | 151.09
24435 | Valva refulare Blauberg VMBR 125 metalica | buc | BLAUBERG | 71.75
VENTILATOARE AXIALE
21433 | Ventilator axial de canal BLAUBERG Axis F 200 2E 860m3/h | buc | BLAUBERG | 2521.5
21434 | Ventilator axial de canal BLAUBERG Axis F 250 2E 1050m3/h | buc | BLAUBERG | 2931.5
21435 | Ventilator axial de canal BLAUBERG Axis F 250 4E 800m3/h | buc | BLAUBERG | 2931.5
21436 | Ventilator axial de canal BLAUBERG Axis F 300 2E 2300m3/h | buc | BLAUBERG | 3341.5
21437 | Ventilator axial de perete BLAUBERG Axis Q 200 2E 860m3/h | buc | BLAUBERG | 1209.5
21438 | Ventilator axial de perete BLAUBERG Axis Q 250 2E 1050m3/h | buc | BLAUBERG | 1783.5
21439 | Ventilator axial de perete BLAUBERG Axis Q 250 4E 800m3/h | buc | BLAUBERG | 1783.5
21440 | Ventilator axial de perete BLAUBERG Axis Q 300 2E 2300m3/h | buc | BLAUBERG | 2050
21441 | Ventilator axial de perete BLAUBERG Axis Q 300 4E 1340m3/h | buc | BLAUBERG | 2255
21996 | Ventilator axial de perete BLAUBERG Axis QA 150 200m3/h | buc | BLAUBERG | 738
21442 | Ventilator axial de perete BLAUBERG Axis QA 200 405m3/h | buc | BLAUBERG | 902
21443 | Ventilator axial de perete BLAUBERG Axis QA 250 1070m3/h | buc | BLAUBERG | 1168.5
21444 | Ventilator axial de perete BLAUBERG Axis QA 315 1700m3/h | buc | BLAUBERG | 1496.5
21445 | Ventilator axial de perete BLAUBERG Axis QRA 200 405m3/h | buc | BLAUBERG | 827.38
21446 | Ventilator axial de perete BLAUBERG Axis QRA 250 1070m3/h | buc | BLAUBERG | 1286.79
VENTILATOARE BOX centrifugale
26453 | Ventilator BLAUBERG Box 160 | buc | BLAUBERG | 1947.5
23819 | Ventilator rectangular BLAUBERG Box 40*20 2E | buc | BLAUBERG | 3152.7
23820 | Ventilator rectangular BLAUBERG Box 60*30 4E | buc | BLAUBERG | 6180.14
22965 | Ventilator rectangular BLAUBERG Box-F 70*40 4D | buc | BLAUBERG | 20800.94
21997 | Ventilator rectangular BLAUBERG Box-F Q 40*20 4E 1440m3/h | buc | BLAUBERG | 7175
21998 | Ventilator rectangular BLAUBERG Box-F Q 50*25 4E 1750m3/h | buc | BLAUBERG | 8632.35
21999 | Ventilator rectangular BLAUBERG Box-F Q 60*30 4E 2950m3/h | buc | BLAUBERG | 11989.63
18989 | Ventilator SODECA CJBD 1919-4M1/5 1520 m3/h | buc | SODECA | 5384.74
18987 | Ventilator SODECA CJBD 2828-4M3/4 3950 m3/h | buc | SODECA | 6955.45
VENTILATOARE CENTRIFUGALE
21454 | Ventilator centrif de canal BLAUBERG Centro M125 355m3/h | buc | BLAUBERG | 1435
21455 | Ventilator centrif de canal BLAUBERG Centro M125L 255m3/h | buc | BLAUBERG | 1643.08
21456 | Ventilator centrif de canal BLAUBERG Centro M150 555m3/h | buc | BLAUBERG | 1332.5
21457 | Ventilator centrif de canal BLAUBERG Centro M200 950m3/h | buc | BLAUBERG | 1906.5
21458 | Ventilator centrif de canal BLAUBERG Centro M200 Max 1100m3/h | buc | BLAUBERG | 2050
21459 | Ventilator centrif de canal BLAUBERG Centro M250 1310m3/h | buc | BLAUBERG | 2767.5
21460 | Ventilator centrif de canal BLAUBERG Centro M250L 1190m3/h | buc | BLAUBERG | 2706
26455 | Ventilator centrif de canal BLAUBERG Centro MZ125L 240m3/h | buc | BLAUBERG | 1148
21461 | Ventilator centrif de canal BLAUBERG Centro MZ150 445m3/h | buc | BLAUBERG | 1613.97
21462 | Ventilator centrif de canal BLAUBERG Centro MZ160 455m3/h | buc | BLAUBERG | 1353
21463 | Ventilator centrif de canal BLAUBERG Centro MZ200 1000m3/h | buc | BLAUBERG | 1681
21464 | Ventilator centrif de canal BLAUBERG Centro MZ200L 840m3/h | buc | BLAUBERG | 1722
21465 | Ventilator centrif de canal BLAUBERG Centro MZ250 1070m3/h | buc | BLAUBERG | 1722
21466 | Ventilator centrif de canal BLAUBERG Centro MZ250L 980m3/h | buc | BLAUBERG | 1722
21467 | Ventilator centrif de canal BLAUBERG Centro MZ315 1540m3/h | buc | BLAUBERG | 1988.5
22000 | Ventilator centrifugal de canal BLAUBERG Centro 100 250m3/h | buc | BLAUBERG | 1435
21447 | Ventilator centrifugal de canal BLAUBERG Centro 100L 205m3/h | buc | BLAUBERG | 1355.26
21448 | Ventilator centrifugal de canal BLAUBERG Centro 125 355m3/h | buc | BLAUBERG | 1435
21449 | Ventilator centrifugal de canal BLAUBERG Centro 125L 260m3/h | buc | BLAUBERG | 1319.79
21450 | Ventilator centrifugal de canal BLAUBERG Centro 150 460m3/h | buc | BLAUBERG | 1269.57
21451 | Ventilator centrifugal de canal BLAUBERG Centro 200 780m3/h | buc | BLAUBERG | 1435
21452 | Ventilator centrifugal de canal BLAUBERG Centro 200 Max 930m3/h | buc | BLAUBERG | 1742.5
21453 | Ventilator centrifugal de canal BLAUBERG Centro 250 1080m3/h | buc | BLAUBERG | 1845
21470 | Ventilator centrifugal de canal BLAUBERG Centro 250L 865m3/h | buc | BLAUBERG | 1845
20768 | Ventilator centrifugal de canal BLAUBERG Turbo 100 170-220m3/h | buc | BLAUBERG | 1118.07
20769 | Ventilator centrifugal de canal BLAUBERG Turbo 125 230-345m3/h | buc | BLAUBERG | 1160.3
20770 | Ventilator centrifugal de canal BLAUBERG Turbo 150 430-560m3/h | buc | BLAUBERG | 1332.5
26045 | Ventilator centrifugal de canal BLAUBERG Turbo 160Ttaimer 430-560m3/h | buc | BLAUBERG | 1947.5
20771 | Ventilator centrifugal de canal BLAUBERG Turbo 200 805-1080m3/h | buc | BLAUBERG | 2050
20772 | Ventilator centrifugal de canal BLAUBERG Turbo 250 1070-1360m3/h | buc | BLAUBERG | 3690
20773 | Ventilator centrifugal de canal BLAUBERG Turbo 315 1420-1750m3/h | buc | BLAUBERG | 4612.5
21468 | Ventilator centrifugal de canal BLAUBERG Turbo E150 430-560m3/h | buc | BLAUBERG | 1209.5
21469 | Ventilator centrifugal de canal BLAUBERG Turbo E160Ttaimer 430-560m3/h | buc | BLAUBERG | 1394
18968 | Ventilator centrifugal Tangra TAM 250/4 2000 m3/h-220V | buc | TANGRA | 5896.62
VENTILATOARE DE ACOPERIS
22001 | Ventilator de acoperis BLAUBERG Tower-AM 150 555m3/h | buc | BLAUBERG | 2999.36
23831 | Ventilator de acoperis BLAUBERG Tower-AM 200 | buc | BLAUBERG | 2486.24
22002 | Ventilator de acoperis BLAUBERG Tower-AM 200 950m3/h | buc | BLAUBERG | 3216.86
22003 | Ventilator de acoperis BLAUBERG Tower-AM 250 1310m3/h | buc | BLAUBERG | 3882.29
22004 | Ventilator de acoperis BLAUBERG Tower-AM 315 1880m3/h | buc | BLAUBERG | 4817.91
18967 | Ventilator de acoperis Tangra RFT 355/3800 m3/h | buc | TANGRA | 8789.79
VENTILATOARE DE UZ CASNIC
26506 | Set ventilare alimentare-evacuare Blauberg KIT SQ 204/35 | buc | BLAUBERG | 256.25
21565 | Set ventilare Blauberg KIT Bravo-BW100/40-1 | buc | BLAUBERG | 1582.4
23837 | Ventilator BLAUBERG Aero 100T cu taimer | buc | BLAUBERG | 338.25
23838 | Ventilator BLAUBERG Aero 125T cu taimer | buc | BLAUBERG | 430.3
23839 | Ventilator BLAUBERG Aero Chrome 100 | buc | BLAUBERG | 629.56
21422 | Ventilator BLAUBERG Art 100-2, 105m3/h | buc | BLAUBERG | 943
23821 | Ventilator BLAUBERG Bravo 100 | buc | BLAUBERG | 246
21423 | Ventilator BLAUBERG Bravo 100T cu taimer | buc | BLAUBERG | 358.75
23822 | Ventilator BLAUBERG Bravo 125T cu taimer | buc | BLAUBERG | 379.25
24424 | Ventilator BLAUBERG Bravo 150T | buc | BLAUBERG | 471.5
23823 | Ventilator BLAUBERG Bravo Chrome 100 | buc | BLAUBERG | 483.39
21424 | Ventilator BLAUBERG Deco 100 cu clapeta | buc | BLAUBERG | 266.5
23826 | Ventilator BLAUBERG Glory 100-1 | buc | BLAUBERG | 883.14
23827 | Ventilator BLAUBERG Ice 100-1 | buc | BLAUBERG | 730.21
21425 | Ventilator BLAUBERG Jet 100 | buc | BLAUBERG | 658.26
21426 | Ventilator BLAUBERG Quatro 100T taimer,clapeta sens | buc | BLAUBERG | 358.75
23828 | Ventilator BLAUBERG Quatro 125T taimer,clapeta sens | buc | BLAUBERG | 410
21427 | Ventilator BLAUBERG Sileo 100S cu fir | buc | BLAUBERG | 529.11
21428 | Ventilator BLAUBERG Sileo 100T cu taimer | buc | BLAUBERG | 656
23829 | Ventilator BLAUBERG Sileo 125T cu taimer | buc | BLAUBERG | 880.07
23830 | Ventilator BLAUBERG Slim 100 | buc | BLAUBERG | 256.25
21429 | Ventilator BLAUBERG Slim 100S cu fir, clapeta | buc | BLAUBERG | 488.11
21430 | Ventilator BLAUBERG Slim 100T taimer,clapeta | buc | BLAUBERG | 544.89
24425 | Ventilator BLAUBERG Slim 150 | buc | BLAUBERG | 410
23832 | Ventilator BLAUBERG Tubo 150 | buc | BLAUBERG | 410
23833 | Ventilator BLAUBERG Tubo 160T taimer | buc | BLAUBERG | 1496.09
21431 | Ventilator BLAUBERG Tubo U100T taimer | buc | BLAUBERG | 336.41
21432 | Ventilator BLAUBERG Tubo U125T taimer | buc | BLAUBERG | 369
26456 | Ventilator centrifugal de canal BLAUBERG Turbo 160 430-560m3/h | buc | BLAUBERG | 1332.5
18937 | WK d100 Ventilator 007-1229 | buc | METROTERM | 1272.57
07. GAZ
AUTOMATIZARI GAZ
24277 | Clapeta de Gaz TDS norm./inchis 220v d1 | buc | TDS | 447.6
24275 | Clapeta de Gaz TDS norm./inchis 220v d1/2 | buc | TDS | 410.3
24276 | Clapeta de Gaz TDS norm./inchis 220v d3/4 | buc | TDS | 428.95
24280 | Clapeta de Gaz TDS norm./inchis Tip2 220v d1 | buc | TDS | 438.28
24278 | Clapeta de Gaz TDS norm./inchis Tip2 220v d1/2 | buc | TDS | 404.89
24279 | Clapeta de Gaz TDS norm./inchis Tip2 220v d3/4 | buc | TDS | 410.3
23971 | Clapeta gaz t/deschis 1/2, Dn15B Alama, 53-1906 | buc | METROTERM | 193.04
23972 | Clapeta gaz t/deschis 3/4, Dn20B Alama, 53-1917 | buc | METROTERM | 311.16
24274 | Semnalizator de gaz TDS G-001 | buc | TDS | 261.1
FURTUNURI FLEXIBILE GAZ
25054 | Furtun gaz 1/2 MF 50cm / 2262 | buc | METROTERM | 60
25055 | Furtun gaz 1/2 MF 60cm / 2263 | buc | METROTERM | 65
25056 | Furtun gaz 1/2 MF 80cm / 2264 | buc | METROTERM | 75
25060 | Furtun gaz 3/4 MF 100cm / 2274 | buc | METROTERM | 110
25061 | Furtun gaz 3/4 MF 120cm / 2275 | buc | METROTERM | 130
25057 | Furtun gaz 3/4 MF 50cm / 2271 | buc | METROTERM | 80
25058 | Furtun gaz 3/4 MF 60cm / 2272 | buc | METROTERM | 85
25059 | Furtun gaz 3/4 MF 80cm / 2273 | buc | METROTERM | 100
25193 | Furtun gaz extensibil acoprit PVC 1/2 1000-2000mm EVS FLEX / GDN12U10 | buc | METROTERM | 200
25191 | Furtun gaz extensibil acoprit PVC 1/2 500-1000mm EVS FLEX /GDN12U05 | buc | METROTERM | 135
25192 | Furtun gaz extensibil acoprit PVC 1/2 750-1500mm EVS FLEX / GDN12U07 | buc | METROTERM | 165
25318 | Furtun gaz extensibil acoprit PVC 1/2 MF 500-1000mm Paktermo / M1212500 | buc | METROTERM | 135
25319 | Furtun gaz extensibil acoprit PVC 1/2 MF 750-1500mm Paktermo / M1212750 | buc | METROTERM | 165
25190 | Furtun gaz extensibil acoprit PVC 3/4 1000-2000mm EVS FLEX / GDN16U10 | buc | METROTERM | 295
25194 | Furtun gaz extensibil acoprit PVC 3/4 500-1000mm EVS FLEX / GDN16U05 | buc | METROTERM | 195
25195 | Furtun gaz extensibil acoprit PVC 3/4 750-1500mm EVS FLEX / GDN16U07 | buc | METROTERM | 250
23861 | Furtun gaz MF 1/2x1.0 (4111100), 93-835 | buc | METROTERM | 138
23862 | Furtun gaz MF 1/2x1.2 (4111120), 93-836 | buc | METROTERM | 136
23860 | Furtun gaz MF 1/2x1.5 (4111150), 93-834 | buc | METROTERM | 146.08
PIESE SCHIMB GAZ
24286 | Filtru GAZ TDS d1 | buc | TDS | 137.08
24284 | Filtru GAZ TDS d1/2 | buc | TDS | 65.28
24287 | Filtru GAZ TDS d11/4 | buc | TDS | 251.78
24285 | Filtru GAZ TDS d3/4 | buc | TDS | 86.72
ROBINETI DE TRECERE GAZ
24283 | Robinet cu bila GAZ TDS FF d1 | buc | TDS | 159.83
24281 | Robinet cu bila GAZ TDS FF d1/2 | buc | TDS | 69.01
24282 | Robinet cu bila GAZ TDS FF d3/4 | buc | TDS | 102.58
25946 | Robinet cu bila GAZ TDS MF d1 | buc | TDS | 149.2
25944 | Robinet cu bila GAZ TDS MF d1/2 | buc | TDS | 71.8
25945 | Robinet cu bila GAZ TDS MF d3/4 | buc | TDS | 102.58
24317 | Robinet cu bila MF TDS d1/2 | buc | TDS | 70.87
24318 | Robinet cu bila MF TDS d3/4 | buc | TDS | 95.12
TEAVA PE GAZ
23538 | Tub Gas SDR 11 PE100 d32x3.0 | m | VALROM | 20.09
23539 | Tub Gas SDR 11 PE100 d40x3.7 | m | VALROM | 32.8
23129 | Tub Gas SDR 11 PE100 d50*4.6 | m | VALROM | 46.54
21120 | Tub Gas SDR 11 PE100 d63x5.8 | m | VALROM | 79.13
23130 | Tub Gas SDR 11 PE100 d75*6.8 | m | VALROM | 117.88
14281 | Tub Gas SDR 11 PE100 d90x8.2 | м | VALROM | 170.15
13629 | Tub Gas SDR 11 PE80 d32x3.0 | м | VALROM | 21.73
13630 | Tub Gas SDR 11 PE80 d40x3.7 | м | VALROM | 33.42
13631 | Tub Gas SDR 17 PE100 d50x3 | m | VALROM | 39.36
08. ELECTRO
BANDA IZOLANTA
16626 | Banda izol.15*66 neagra | buc | METROTERM | 34.64
CUTIE
18453 | CUTIE PENTRU AUTOMATE 1*12 EXT makel | buc | MAKEL | 207.86
18495 | CUTIE PENTRU AUTOMATE 1*12 INT makel / 63012M | buc | MAKEL | 225.2
18454 | CUTIE PENTRU AUTOMATE 1*16 EXT makel / 63116M | buc | MAKEL | 241.4
18455 | CUTIE PENTRU AUTOMATE 1*16 INT makel | buc | MAKEL | 189.5
22417 | CUTIE PENTRU AUTOMATE 1*2 EXT / 63102M | buc | MAKEL | 64.28
22416 | CUTIE PENTRU AUTOMATE 1*2 EXT fara usa / 63140M | buc | MAKEL | 20.28
17873 | CUTIE PENTRU AUTOMATE 1*2 INT/63002M | buc | MAKEL | 50.04
20483 | CUTIE PENTRU AUTOMATE 1*4 EXT makel/63104M | buc | MAKEL | 78
18456 | CUTIE PENTRU AUTOMATE 1*4 INT makel | buc | MAKEL | 51.88
17874 | CUTIE PENTRU AUTOMATE 1*4 INT makel/63004M | buc | MAKEL | 72
18386 | CUTIE PENTRU AUTOMATE 1*6 EXT makel / 63106M | buc | MAKEL | 110
18387 | CUTIE PENTRU AUTOMATE 1*6 INT makel | buc | MAKEL | 81.36
17875 | CUTIE PENTRU AUTOMATE 1*6 INT makel/63006M | buc | MAKEL | 110
18388 | CUTIE PENTRU AUTOMATE 1*8 EXT makel / 63108M | buc | MAKEL | 139
18389 | CUTIE PENTRU AUTOMATE 1*8 INT makel | buc | MAKEL | 91.51
17876 | CUTIE PENTRU AUTOMATE 1*8 INT makel/63008M | buc | MAKEL | 130
19947 | CUTIE PENTRU AUTOMATE MG/OMG 1*4 EXT. | buc | METROTERM | 59.28
18429 | CUTIE PENTRU PRIZE CU IMBINARE | buc | METROTERM | 1.49
18430 | CUTIE PENTRU PRIZE CU IMBINARE ADINCITA | buc | METROTERM | 3.11
17871 | CUTIE PENTRU PRIZE CU IMBINARE/130291 | buc | MAKEL | 2.04
23723 | CUTIE PENTRU PRIZE GCS D=65mm, H=45mm | buc | METROTERM | 4.44
24965 | Lada p/u contor BZUM 380V PLASTIC CZU-380 / 180079 | buc | METROTERM | 370
24966 | Lada p/u contor electronic BZUM 220V PLASTIC CZU-220-E / 180096 | buc | METROTERM | 240
24967 | Lada p/u contor FENOSA 220V TRANSPARENT / 180085 | buc | METROTERM | 330
24964 | Lada p/u contor FENOSA 380V TRANSPARENT / 180086 | buc | METROTERM | 375
GENERATOARE
INCALZIRE PARDOSEALA ELECTRO
21836 | Covoras el. T150W/mp 0.5x2 / 17810001 | buc | METROTERM | 1600.57
21837 | Covoras el. T150W/mp 0.5x7 / 17810006 | buc | METROTERM | 2465.07
24337 | Termostat podea el.Torneo MEX/w / 17201427 | buc | METROTERM | 1008
21839 | Termostat podea el.Torneo PRO / 17200039 | buc | METROTERM | 2112.6
INTR. AUTOMAT
18550 | INTR. AUTOMAT B VA47-29 10 A 1P / 10098 / | buc | MAKEL | 40
22285 | INTR. AUTOMAT B VA47-29 16 A 1P /10101 / | buc | MAKEL | 33.03
18551 | INTR. AUTOMAT B VA47-29 20A 1P / 10103 | buc | MAKEL | 38.13
18552 | INTR. AUTOMAT B VA47-29 25A 1P / 10105 / | buc | MAKEL | 34.98
22286 | INTR. AUTOMAT B VA47-29 6 A 1P /10092 / | buc | MAKEL | 39
17879 | INTR. AUTOMAT C VA47 10A 1P/VAC110 | buc | MAKEL | 33.45
17877 | INTR. AUTOMAT C VA47 16A 1P/VAC116 | buc | MAKEL | 23.54
17878 | INTR. AUTOMAT C VA47 25A 1P/VAC125 | buc | MAKEL | 24.26
18353 | INTR. AUTOMAT C VA47-29 10A 1P/ 10099 | buc | MAKEL | 40
18354 | INTR. AUTOMAT C VA47-29 16A 1P/ 10102 | buc | MAKEL | 35
18355 | INTR. AUTOMAT C VA47-29 20A 1P/ 10104 | buc | MAKEL | 41.85
18356 | INTR. AUTOMAT C VA47-29 25A 1P/ 10106 | buc | MAKEL | 38
18357 | INTR. AUTOMAT C VA47-29 32A 1P/ 10108 | buc | MAKEL | 25.09
18369 | INTR. UZO VD1-63 25A 2P 30mA | buc | MAKEL | 341.01
21794 | INTRERUPATOR TRIPLU INTER. 10A 250V DEFNE 42001092 | buc | MAKEL | 86.59
20843 | INTRERUPATOR DUBLU EXTERIOR CU INDICATOR / 1123 | buc | MAKEL | 21.33
17855 | INTRERUPATOR DUBLU EXTERIOR/1023 | buc | MAKEL | 17.21
18276 | INTRERUPATOR DUBLU INTERIOR CU INDICATOR 10A 250V DEFNE / 42001023 | buc | MAKEL | 85.52
20121 | INTRERUPATOR DUBLU INTERIOR cu cleme 10A DEFNE / 42001103 | buc | MAKEL | 56.56
17835 | INTRERUPATOR DUBLU INTERIOR CU INDICAT. 10A 250V / 32001023 | buc | MAKEL | 62.27
18331 | INTRERUPATOR DUBLU INTERIOR CU INDICAT. 10A 250V / 9123 | buc | MAKEL | 33.72
17856 | INTRERUPATOR DUBLU EXTERIOR ERMETIC/2223 | buc | MAKEL | 30
18333 | INTRERUPATOR DUBLU INTERIOR 10A 250V / 9023 | buc | MAKEL | 24.5
18266 | INTRERUPATOR MOBIL (80 B/C) / 106 | buc | MAKEL | 7.66
21304 | INTRERUPATOR SELECT2P ND+NI SCHNEIDER / XB7ND25 | buc | MAKEL | 147.26
17833 | INTRERUPATOR UNIT INTERIOR CAP SCARA 10A 250V /32001005 | buc | MAKEL | 30.97
23447 | INTRERUPATOR UNIT INTERIOR CAP SCARA cu cleme10A / 32001105 | buc | MAKEL | 43.53
17854 | INTRERUPATOR UNITAR EXTERIOR / 1021 | buc | MAKEL | 17.22
18273 | INTRERUPATOR UNITAR INTERIOR 10A 250V DEFNE / 42001001 | buc | MAKEL | 30.5
17829 | INTRERUPATOR UNITAR INTERIOR 10A 250V/32001001 | buc | MAKEL | 24.81
17884 | INTRERUPATOR UNITAR EXTERIOR ERMETIC/2221 | buc | MAKEL | 28.63
18332 | INTRERUPATOR UNITAR INTER. CU INDICAT. 10A 250V / 9121 | buc | MAKEL | 24.75
18330 | INTRERUPATOR UNITAR INTERIOR 9025 CAP SCARA | buc | MAKEL | 17.24
18334 | INTRERUPATOR UNITAR INTERIOR 10A 250V / 9021 | buc | MAKEL | 24
21061 | INTRERUPATOR UNITAR INTERIOR CU CLEME 10A DEFNE / 42001101 | buc | MAKEL | 52.42
23448 | INTRERUPATOR UNITAR INTERIOR CU INDICAT. cu cleme10A 250V /32001121 | buc | MAKEL | 46.08
20844 | INTRERUPATOR UNITAR. EXTERIOR cu indicator / 1121 | buc | MAKEL | 19.07
18335 | INTRERUPATOR VARIATOR DE TENSIUNE 0.6KW 250V / 9101 | buc | MAKEL | 71.46
PANOU CONTACTE
SOCLU CARBOLIT
21317 | SOCLU E27 H12П-01 (suspendabil) (4537) / 205927 | buc | MAKEL | 11.98
STABILIZATOARE
23863 | Stabilizator UPS 700W/1000VA Avansa,50-3022 | buc | METROTERM | 3505.82
25651 | Stabilizator DRV-350V / 2612 | buc | METROTERM | 606
25652 | Stabilizator DRV-500V / 2613 | buc | METROTERM | 690
25200 | STABILIZATOR HIMEL MONOFAZAT HTND 2 kVA 150-250v | buc | MAKEL | 2300
25202 | STABILIZATOR HIMEL MONOFAZAT HTND 5 kVA 150-250v | buc | MAKEL | 4300
17870 | STABILIZATOR SVC 500 VA-0.35 KW 220V/509242 | buc | MAKEL | 775
24929 | STABILIZATOR SVC 5000 VA-4KW 220V/ 509234 | buc | MAKEL | 3550
UTILAJ ELECTRIC
09. INSTRUMENTE
ALTELE
20147 | Brida fixare otel Orient 10-16 mm/ 718002 | buc | METROTERM | 1.6
20148 | Brida fixare otel Orient 16-23 mm/ 718003 | buc | METROTERM | 1.8
20149 | Brida fixare otel Orient 19-26 mm/ 718004 | buc | METROTERM | 2.5
20150 | Brida fixare otel Orient 22-36 mm/ 718005 | buc | METROTERM | 4
20151 | Brida fixare otel Orient 32-51 mm/ 718006 | buc | METROTERM | 4.24
20152 | Brida fixare otel Orient 38-58 mm/ 718007 | buc | METROTERM | 5.3
20153 | Brida fixare otel Orient 51-72 mm/ 718008 | buc | METROTERM | 5
20154 | Brida fixare otel Orient 59-82 mm/ 718009 | buc | METROTERM | 6
23815 | Brida fixare zincat 118-140*1buc / 718111 | buc | METROTERM | 14
23813 | Brida fixare zincat 14-27*5buc / 718104 | buc | METROTERM | 13.88
23814 | Brida fixare zincat 21-38*2buc / 718105 | buc | METROTERM | 10.79
23812 | Brida fixare zincat 32-51*2 buc / 718106 | buc | METROTERM | 11.92
23816 | Brida fixare zincat 91-114*1buc / 718110 | buc | METROTERM | 13.33
25921 | Brida fixare zincata 91-114x12mm / 718110 | buc | METROTERM | 10.5
17796 | Set fixare pisuare 12x120 B | buc | METROTERM | 16.74
17793 | Set fixare lavoar 12x100 BKMUX 12x100 / 043001 | buc | METROTERM | 19
17795 | Set fixare lavoar 12x120 BKUPX 12x120 / 043003 | buc | METROTERM | 20
17794 | Set fixare viceu 10x80 B BKMMX 10x80B / 043002 | buc | METROTERM | 13
APARAT DE PRESAT PEXAL
11187 | Dispozitiv de presat hidraulic YYF(III) | buc | RIFENG | 2671.8
11188 | Dispozitiv de presat hidraulic YYZ(III) | buc | RIFENG | 1139.52
17150 | Dorn p/u pres Rems d16 (IVR501741) | buc | IVAR | 3895
17151 | Dorn p/u pres Rems d20 (IVR501743) | buc | IVAR | 3895
20926 | Dorn p/u pres Rems d26 (IVR501744) | buc | IVAR | 4715
11190 | Dorn p/u pres YYQB d16 | buc | RIFENG | 88.77
12564 | Dorn p/u pres YYQB d16 excentric | buc | RIFENG | 112.83
11191 | Dorn p/u pres YYQB d20 | buc | RIFENG | 88.77
12565 | Dorn p/u pres YYQB d20 excentric | buc | RIFENG | 112.83
12567 | Dorn p/u pres YYQB d25 excentric | buc | RIFENG | 92.69
12566 | Dorn p/u pres YYQB d32 excentric | buc | RIFENG | 92.69
17099 | IVR Cheie 24-27 (501181) | buc | IVAR | 417.18
17148 | Masina de presat manuala 14-26 (IVR502017) | buc | IVAR | 3579.3
11363 | Masina de presat mecanica | buc | RIFENG | 348.38
7027 | Masina de presat SY d16 | buc | RIFENG | 304
7028 | Masina de presat SY d20 | buc | RIFENG | 304
7029 | Masina de presat SY d25 | buc | RIFENG | 176.43
7030 | Masina de presat SY d32 | buc | RIFENG | 176.43
12420 | Masina de presat SYQ 14-20A | buc | RIFENG | 536.75
12417 | Masina de presat SYQ 14-32A | buc | RIFENG | 691.73
11611 | Masina man.de ros teava 14-18 p/u press | buc | RIFENG | 35.06
17145 | Masina man.de ros teava 16-20-26-32 p/u press (IVR500406) | buc | IVAR | 1508.8
11366 | Masina man.de ros teava 20-32 p/u press | buc | RIFENG | 39.35
7022 | Masina man.de ros teava d16 | buc | RIFENG | 57.44
7023 | Masina man.de ros teava d20 | buc | RIFENG | 54.09
7024 | Masina man.de ros teava d25 | buc | RIFENG | 58.37
7025 | Masina man.de ros teava d32 | buc | RIFENG | 77.77
APARAT DE SUDAT PPR
20490 | Aparat de sudat ARC 200A 220V invert /501355 | buc | METROTERM | 3546.09
24143 | Aparat de sudat mat. plastic P32004 1200W PIT / 18763 | buc | METROTERM | 728.51
13195 | Aparat de sudat PPR d20-63(RIFENG) | buc | RIFENG | 634.85
12115 | Aparat de sudat PPR FV PLAST MP-110 | buc | FV PLAST | 39254.22
11061 | Aparat de sudat PPR FV PLAST SE3 regl. automata | buc | FV PLAST | 4407.5
12088 | Aparat de sudat PPR FV PLAST SE4 PLAT | buc | FV PLAST | 1476.41
12117 | Dorn teflonat FV PLAST d110 SM4 | buc | FV PLAST | 661.74
19802 | Dorn teflonat FV PLAST d16 SE3 | buc | FV PLAST | 192.7
11062 | Dorn teflonat FV PLAST d20 SE3 | buc | FV PLAST | 322.88
21906 | Dorn teflonat FV PLAST d20 SE4 | buc | FV PLAST | 389.5
11063 | Dorn teflonat FV PLAST d25 SE3 | buc | FV PLAST | 389.5
21907 | Dorn teflonat FV PLAST d25 SE4 | buc | FV PLAST | 451
11064 | Dorn teflonat FV PLAST d32 SE3 | buc | FV PLAST | 451
21908 | Dorn teflonat FV PLAST d32 SE4 | buc | FV PLAST | 512.5
11065 | Dorn teflonat FV PLAST d40 SE3 | buc | FV PLAST | 512.5
21909 | Dorn teflonat FV PLAST d40 SE4 | buc | FV PLAST | 475.6
11066 | Dorn teflonat FV PLAST d50 SE3 | buc | FV PLAST | 656
21910 | Dorn teflonat FV PLAST d50 SE4 | buc | FV PLAST | 640.63
11067 | Dorn teflonat FV PLAST d63 SE3 | buc | FV PLAST | 738
21911 | Dorn teflonat FV PLAST d63 SE4 | buc | FV PLAST | 530.54
12089 | Dorn teflonat FV PLAST d75 SM4 | buc | FV PLAST | 585.69
12116 | Dorn teflonat FV PLAST d90 SM4 | buc | FV PLAST | 345.02
25808 | Foarfeca p/u PPR pina la 26mm (VTm 394 M160026) | buc | METROTERM | 140
25809 | Foarfeca p/u PPR pina la 40mm (VTm 395 O 160040) | buc | METROTERM | 330
11072 | Masina de ros Tevi STABI d20-25 FV PLAST | buc | FV PLAST | 567.65
13987 | Masina de ros Tevi STABI d25-32 FV PLAST | buc | FV PLAST | 796.02
11073 | Masina de ros Tevi STABI d32-40 FV PLAST | buc | FV PLAST | 489.75
11074 | Masina de ros Tevi STABI d50 FV PLAST | buc | FV PLAST | 969.24
11075 | Masina de ros Tevi STABI d63 FV PLAST | buc | FV PLAST | 960.02
13562 | Masina man. de ros Tevi STABI d20 FIRAT | buc | FIRAT | 137.82
13563 | Masina man. de ros Tevi STABI d25 FIRAT | buc | FIRAT | 143.98
13564 | Masina man. de ros Tevi STABI d32 FIRAT | buc | FIRAT | 149.95
17816 | Set reparatie PPR FV PLAST | buc | FV PLAST | 618.69
17817 | Tije de rezerva PPR FV PLAST | buc | FV PLAST | 103.12
11071 | Trusa pentru incalzitor si dornuri SE3 | buc | FV PLAST | 604.96
ARC INT./EXT.
12063 | Arc extern (spirala) d20 | buc | RIFENG | 92.69
12064 | Arc extern (spirala) d25 | buc | RIFENG | 95.49
12065 | Arc extern (spirala) d32 | buc | RIFENG | 144.72
17143 | Arc interior d16 (IVR140069) | buc | IVAR | 139.4
17144 | Arc interior d20 (IVR140081) | buc | IVAR | 184.91
7019 | Arc intern(spirala) d20 | buc | RIFENG | 40.47
7020 | Arc intern(spirala) d25 | buc | RIFENG | 46.25
7021 | Arc intern(spirala) d32 | buc | RIFENG | 61.36
CHEIE, CHERPEDIN , CAPSATOR
12114 | Cheie de stringere curea PPR FV PLAST | buc | FV PLAST | 123.62
CLESTE
11068 | Cleste de taiat Teava PPR FV PLAST M1 d32 | buc | FV PLAST | 1025
11070 | Cleste de taiat Teava PPR FV PLAST M4 d63 | buc | FV PLAST | 4612.5
11069 | Cleste de taiat Teava PPR FV PLAST M5 d40 | buc | FV PLAST | 1640
CONSUMABILE PU INSTRUMENTE
18904 | Cutit din metal 150/18mm / 30018H | buc | METROTERM | 10.88
22372 | Cutit din metal 18mm / 306110 | buc | METROTERM | 9.5
24168 | Cutit universal cu maner din 2 componente 18mm / 306129 | buc | METROTERM | 33
20568 | Intinzator 10x125 tip cirlig-inel/547003 | buc | METROTERM | 30.95
20569 | Intinzator 8x110 tip cirlig-inel/547002 | buc | METROTERM | 22.56
18700 | Mecanism de distanțare zincat, forjat, cîrlig-cîrlig 12х125 / 546004 | buc | METROTERM | 64.95
18698 | Mecanism de distanțare zincat, forjat, cîrlig-cîrlig 8х110 / 546002 | buc | METROTERM | 17.39
18704 | Mecanism de distanțare zincat, forjat, inel-cîrlig 12х125 / 547004 | buc | METROTERM | 51.8
CUTIT
13670 | Cutit de taiat teava Pe-Al-Pe GJ 2-2 | buc | RIFENG | 41.78
11186 | Cutit de taiat teava Pe-Al-Pe GJ III | buc | RIFENG | 96.05
12118 | Cutit de taiat teava PPR REMS d50-110 | buc | FV PLAST | 2319.17
12066 | Cutit de taiat teava QGQ | buc | RIFENG | 198.62
25519 | Foarfeca metaloplast / 1259 | buc | METROTERM | 100
POLIZOR
10. SANITARE
ACCESORII BAIE
18010 | Cartus de schimb PS-5 Standart fir de polipropilena | buc | RIFENG | 34
20834 | KALE Accesorii Cuier 7517723155 | buc | KALE | 94.51
20829 | KALE Accesorii Dozator sapun lichid 7517320759 | buc | KALE | 238.21
20824 | KALE Accesorii Pahar BOLD 7515521055 | buc | KALE | 133.66
20831 | KALE Accesorii Pahar PERLA 7517621055 | buc | KALE | 200.7
20828 | KALE Accesorii Perie BOLD 7515525055 | buc | KALE | 292.13
20822 | KALE Accesorii Polita BOLD 7515520055 | buc | KALE | 410.41
20832 | KALE Accesorii Prosop 45 PERLA 7517622155 | buc | KALE | 362.65
20825 | KALE Accesorii Prosop 60 BOLD 7515522255 | buc | KALE | 225.3
20826 | KALE Accesorii Prosop BOLD 7515522355 | buc | KALE | 133.66
20823 | KALE Accesorii Sapuniera BOLD 7515520555 | buc | KALE | 140.84
20830 | KALE Accesorii Sapuniera PERLA 7517620555 | buc | KALE | 206.44
20835 | KALE Accesorii Suport hirtie WC 7517824255 | buc | KALE | 155.39
20827 | KALE Accesorii Suport hirtie WC BOLD 7515524255 | buc | KALE | 126.69
20833 | KALE Accesorii Suport hirtie WC PERLA 7517624255 | buc | KALE | 170.56
25461 | RAVAK Inel p/u prosop oval CR 300 RAVAK / X07P190 | buc | RAVAK | 738
25460 | RAVAK Suport p/u hirtie igienica CR 400 RAVAK / X07P191 | buc | RAVAK | 820
25464 | RAVAK Suport p/u hirtie igienica CR 420 RAVAK / X07P318 | buc | RAVAK | 656
25459 | RAVAK Suport p/u perie WC CR 410 sticla RAVAK / X07P196 | buc | RAVAK | 1004.5
25463 | RAVAK Suport prosop rotativ CR 340 RAVAK / X07P319 | buc | RAVAK | 922.5
BATERII
25354 | Furtun flexibil inox 1/2MM 30 cm (1 buc) / 1541 | buc | METROTERM | 35
20809 | KALE Baterie bidet PERLA 7318511455 | buc | KALE | 1035.05
20805 | KALE Baterie bidet VOLTMAX 7318411455 | buc | KALE | 679.17
20813 | KALE Baterie bideu BOLD 7318911455 | buc | KALE | 710.33
20814 | KALE Baterie cada BOLD 7318930055 | buc | KALE | 782.08
20811 | KALE Baterie cada PERLA 7318530055 | buc | KALE | 1057.39
20817 | KALE Baterie cada VOLT 7319030055 | buc | KALE | 736.77
20807 | KALE Baterie cada VOLTMAX 7318430055 | buc | KALE | 988.72
20815 | KALE Baterie chiuveta BOLD 7318952055 | buc | KALE | 1020.29
20812 | KALE Baterie chiuveta PERLA 7318552055 | buc | KALE | 1112.74
20818 | KALE Baterie dus in perete VOLT 7319035055 | buc | KALE | 617.67
20810 | KALE Baterie lavuar in perete PERLA 7318515255 | buc | KALE | 1109.05
20806 | KALE Baterie lavuar in perete VOLTMAX 7318415255 | buc | KALE | 1064.57
20808 | KALE Baterie lavuar PERLA 7318511155 | buc | KALE | 849.11
20816 | KALE Baterie lavuar VOLT 7319011155 | buc | KALE | 496.51
20804 | KALE Baterie lavuar VOLTMAX 7318411155 | buc | KALE | 799.91
20820 | KALE BOX dus VOLT 7319237299 | buc | KALE | 529.72
20819 | KALE BOX lavuar VOLTMAX/PERLA 7319215399 | buc | KALE | 425.38
20821 | KALE Set para dus cu suport PERLA 7485979455 | buc | KALE | 533
20136 | Para de dus / 1069 | buc | METROTERM | 41.85
20135 | Para de dus / 1078 | buc | METROTERM | 31.01
20137 | Para de dus / H870 | buc | METROTERM | 105.41
22159 | Para de dus 2102 / 1375 | buc | METROTERM | 55
23897 | Para de dus 8804/ 1373 | buc | METROTERM | 17
25045 | Para de dus TM-2066 / 2006 | buc | METROTERM | 50
25043 | Para de dus TM-2078 / 2004 | buc | METROTERM | 50
25042 | Para de dus TM-2084 / 2003 | buc | METROTERM | 40
25044 | Para de dus TM-2174 / 2005 | buc | METROTERM | 30
25049 | Para de dus TM-3026 / 2016 | buc | METROTERM | 290
25046 | Para de dus TM-3045 / 2012 | buc | METROTERM | 50
25047 | Para de dus TM-3078 / 2013 | buc | METROTERM | 65
25048 | Para de dus TM-3204 / 2015 | buc | METROTERM | 200
BIDEU
21195 | GLOBO Bidet GR009.BI | buc | Globo s.p.a | 1396.67
21186 | GLOBO Bidet la perete DA010.BI | buc | Globo s.p.a | 1626.88
21212 | GLOBO Bidet la perete 50x37 SB010.BI | buc | Globo s.p.a | 2091.21
21194 | GLOBO Bidet la perete GR011.BI | buc | Globo s.p.a | 1782.89
21185 | GLOBO Bidet suspendat DAS09.BI | buc | Globo s.p.a | 1691.05
21193 | GLOBO Bidet suspendat GRS09.BI | buc | Globo s.p.a | 1669.93
21210 | GLOBO Bidet suspendat SBS11.BI | buc | Globo s.p.a | 2091.21
20790 | KALE Bide BABEL 7111038000 | buc | KALE | 1011.68
22149 | KALE Bide BABEL 7111038500 | buc | KALE | 1203.97
24565 | Rama p/u budeu NEW A105/1120 Alcaplast / 87855 | buc | METROTERM | 2544.95
CADITA DE DUS
CAZI DE BAIE
20546 | Masca cada Nataly | buc | METROTERM | 1344
25066 | Panou cada MITO 170cm / 7229 | buc | METROTERM | 1720
25063 | Panou universal p/u cada VIRGO MAX 160x90cm / 81418 | buc | METROTERM | 2645
LAVOARE
21180 | GLOBO Lavuar GR100.BI | buc | Globo s.p.a | 2675.25
21183 | GLOBO Lavuar DA060.BI | buc | Globo s.p.a | 890.52
21191 | GLOBO Lavuar GR045.BI | buc | Globo s.p.a | 841.12
21181 | GLOBO Lavuar GR075.BI | buc | Globo s.p.a | 2171.16
21205 | GLOBO Lavuar SB070.BI | buc | Globo s.p.a | 2315.27
21201 | GLOBO Lavuar SC013.BI | buc | Globo s.p.a | 3299.68
21203 | GLOBO Lavuar SC022.BI | buc | Globo s.p.a | 2947.49
21202 | GLOBO Lavuar SC023.BI | buc | Globo s.p.a | 2947.49
21198 | GLOBO Lavuar SC025.BI | buc | Globo s.p.a | 5924.91
21208 | GLOBO Lavuar SC060.BI | buc | Globo s.p.a | 1987.07
21204 | GLOBO Lavuar SC070.BI | buc | Globo s.p.a | 2571.52
21206 | GLOBO Lavuar Bonsai BO006.BI | buc | Globo s.p.a | 1306.88
21182 | GLOBO Lavuar DA065.BI | buc | Globo s.p.a | 890.52
21190 | GLOBO Lavuar GR050.BI | buc | Globo s.p.a | 888.06
21189 | GLOBO Lavuar GR055.BI | buc | Globo s.p.a | 935.21
21188 | GLOBO Lavuar GR060.BI | buc | Globo s.p.a | 973.14
21187 | GLOBO Lavuar GR065.BI | buc | Globo s.p.a | 973.14
21200 | GLOBO Lavuar SC014.BI | buc | Globo s.p.a | 3475.78
21199 | GLOBO Lavuar SC024.BI | buc | Globo s.p.a | 3213.38
20796 | KALE Lavuar 35x28 SINGLEPIECE fara pedestal 7112919700 | buc | KALE | 205.82
20793 | KALE Lavuar BASIC 60x45 fara pedestal 7112210500 | buc | KALE | 613.98
20798 | KALE Lavuar INDIGO 50x38 fara pedestal 7113518200 | buc | KALE | 446.9
20787 | KALE Lavuar STIL 45 rotund 7110715700 | buc | KALE | 986.87
20786 | KALE Lavuar STIL 45x45 7110710100 | buc | KALE | 1015.57
20782 | KALE Lavuar TROY 60x50 fara pedestal 7110510500 | buc | KALE | 498.15
20784 | KALE Pedestal 1/2 TROY (60x50) 7110523500 | buc | KALE | 251.74
20795 | KALE Pedestal lavuar 1/2 BASICS 7112223500 | buc | KALE | 459
20799 | KALE Pedestal lavuar 1/2 INDIGO (50x38) 7113523500 | buc | KALE | 373.31
20794 | KALE Pedestal lavuar BASICS 7112221500 | buc | KALE | 447.93
20783 | KALE Pedestal TROY (60x50) 7110521400 | buc | KALE | 261.17
25023 | Lavuar Cersania aplicat 60x42cm Cersanit / 3336 | buc | METROTERM | 645
24743 | Lavuar Como aplicat 60x45cm Cersanit / 7328 | buc | METROTERM | 1065
26084 | Lavuar IZEO-55 | buc | METROTERM | 530
24755 | Lavuar p/u mobilier Libra 60x45cm Cersanit / 1330 | buc | METROTERM | 645
24583 | Lavuar Prezident 55x45cm Cersanit / 1135 | buc | METROTERM | 510
24584 | Lavuar Prezident 60x49cm Cersanit / 1136 | buc | METROTERM | 560
24635 | Piedestal p/u lavuar Deco Cersanit VS / 89010 | buc | METROTERM | 425
MOBILA DE BAIE
26264 | Bazin p/u vas de WC RIO | buc | METROTERM | 535
25234 | Dulap ELINA alb structurat sub lavuar Libra 600 / 91486 | buc | METROTERM | 1450
25232 | Dulap LIBERO alb sub lavuar Libra 600 / 91336 | buc | METROTERM | 1050
25233 | Dulap oglinda SELENA alb structurat 600L / 90580 | buc | METROTERM | 1190
26083 | Dulap oglinda SP 55 18/21 dreapta | buc | METROTERM | 1385
26082 | Dulap sub lavuar 55 SP 18/21 | buc | METROTERM | 1455
25231 | Dulap Venta alb sub lavuar CERSANIA 600 / 98080 | buc | METROTERM | 1050
24745 | Dulap-oglinda Dorado 600 / 95900 | buc | METROTERM | 1165
25622 | Mobilier Rosu Bae Lemn 1500x520x680 | buc | METROTERM | 1500
PENTAGONO
25970 | Baterie bidet cu scurgere automata 1 1/4 Vertice Pentagono / 113CD4001CH1C | buc | PENTAGONO | 1435
25929 | Baterie bideu cu scurgere automata 1 1/4 Arco Pentagono / 101A4001CH1C | buc | PENTAGONO | 1435
25930 | Baterie bideu cu scurgere automata 1 1/4 Cuspide Pentagono / 102B4001CH1C | buc | PENTAGONO | 1537.5
25931 | Baterie bideu cu scurgere automata 1 1/4 Grafo Pentagono / 115GE4001CH1C | buc | PENTAGONO | 1332.5
25932 | Baterie bideu cu scurgere automata 1 1/4 Sfera Pentagono / 103C4001CH1C | buc | PENTAGONO | 1127.5
25934 | Baterie cada cu set de mina (tisca) Arco Pentagono / 101A2000CH1C | buc | PENTAGONO | 2152.5
25935 | Baterie cada cu set de mina (tisca) Cuspide Pentagono / 102B2000CH1C | buc | PENTAGONO | 2050
25936 | Baterie cada cu set de mina (tisca) Grafo Pentagono / 115GE2000CH1C | buc | PENTAGONO | 1742.5
25937 | Baterie cada cu set de mina (tisca) Vertice Pentagono / 113CD2000CH1C | buc | PENTAGONO | 1947.5
25938 | Baterie cada extern frontal Sfera Pentagono / 103C1010CH1C | buc | PENTAGONO | 1230
25939 | Baterie cada externa cu set de mina (tisca) Grafo Pentagono / 115GE1002CH1C | buc | PENTAGONO | 1414.5
25940 | Baterie cada externa cu set de mina (tisca) Sfera Pentagono / 103C2000CH1C | buc | PENTAGONO | 1496.5
25941 | Baterie chiuveta bucatarie Cuspide Pentagono / 102B6000CH1C | buc | PENTAGONO | 1537.5
25979 | Baterie chiuveta bucatarie Cuspide Pentagono / 102B6003CH1C | buc | PENTAGONO | 1414.5
25980 | Baterie chiuveta bucatarie in forma de L Grafo Pentagono / 115GE6005CH1C | buc | PENTAGONO | 1209.5
25981 | Baterie chiuveta bucatarie in forma de L Sfera Pentagono / 103C6005CH1C | buc | PENTAGONO | 1127.5
25982 | Baterie chiuveta bucatarie lateral Grafo Pentagono / 115GE6003CH1C | buc | PENTAGONO | 1209.5
25992 | Baterie chiuveta bucatarie lateral Vertice Pentagono / 113CD6003CH1C | buc | PENTAGONO | 1209.5
25942 | Baterie chiuveta bucatarie orizontal Vertice Pentagono / 113CD6700CH1C | buc | PENTAGONO | 1496.5
25943 | Baterie chiuveta bucatarie Sfera Pentagono / 103C6000CH1C | buc | PENTAGONO | 1066
25972 | Baterie chiuveta bucatarie Sfera Pentagono / 103C6003CH1C | buc | PENTAGONO | 1127.5
25973 | Baterie externa cada/dus Cuspide Pentagono / 102B1010CH1C | buc | PENTAGONO | 1332.5
25974 | Baterie externa pentru dus Sfera Pentagono / 113CD1010CH1C | buc | PENTAGONO | 1537.5
25975 | Baterie lavuar baie cu mecanizm pup-up automat 1 1/4 Cuspide Pentagono / 102B3001CH1C | buc | PENTAGONO | 1435
25948 | Baterie lavuar baie cu mecanizm pup-up automat 1 1/4 Grafo Pentagono / 115GE3001CH1C | buc | PENTAGONO | 1230
25949 | Baterie lavuar baie cu mecanizm pup-up automat 1 1/4 Sfera Pentagono / 103C3001CH1C | buc | PENTAGONO | 1127.5
25976 | Baterie lavuar baie cu mecanizm pup-up automat 1 1/4 Vertice Pentagono / 113CD3001CH1C | buc | PENTAGONO | 1476
25977 | Baterie lavuar baie Sfera Pentagono / 102B6022CH1C | buc | PENTAGONO | 2050
25978 | Baterie lavuar baie Sfera Pentagono / 103C6002CH1C | buc | PENTAGONO | 1742.5
25953 | Baterie lavuar bucatarie Arco Pentagono / 101A6003CH1C | buc | PENTAGONO | 1414.5
25954 | Baterie lavuar cu scurgere automata 1 1/4 Arco Pentagono / 101A3001CH1C | buc | PENTAGONO | 1435
25955 | Baterie lavuar/cada Arco Pentagono / 101A6000CH1C | buc | PENTAGONO | 1537.5
25991 | Furtun flexibil pentru baie 3/8x15x1 CM120 / 3420G | buc | PENTAGONO | 123
25988 | Furtun p/u masina de spalat extensibil / 521 | buc | PENTAGONO | 61.5
25989 | Furtun p/u masina de spalat scurgere CM150-200-250-300/ 530/150 | buc | PENTAGONO | 30.75
25983 | Suport cu tisca CM60 / AST4004040 | buc | PENTAGONO | 1127.5
25984 | Suport cu tisca CM60 / AST8004073 | buc | PENTAGONO | 820
25985 | Suport cu tisca flexibila CM150 / SET2496C5040 | buc | PENTAGONO | 512.5
25986 | Suport cu tisca flexibila CM150 / SET40505055 | buc | PENTAGONO | 615
25987 | Suport cu tisca si sifon diametru 200 cu get anticalcar / C7526094077 | buc | PENTAGONO | 3280
TEHNICA SANITARA DE ELITA RAVAK
ACCESORII P/U BATERII
19578 | RAVAK Brat lateral pentru cap de dus 702.00 /X07P112/ | buc | RAVAK | 984
22194 | RAVAK Brat plafon pentru dus fix 703.00 / X07P178 / | buc | RAVAK | 482.37
22192 | RAVAK Cap de dus rotund, alama, d200mm /X07P015/ | buc | RAVAK | 3567
19577 | RAVAK Cap de dus rotund, alama, d300mm /X07P111/ | buc | RAVAK | 6724
22202 | RAVAK Cap de duş SLIM.CHROME 300*300mm /X07P016/ | buc | RAVAK | 5125
19574 | RAVAK Furtun dus 150cm 912.50 / X07P065 / | buc | RAVAK | 212.79
19572 | RAVAK Para dus 952.00 5 functii / X07P008 / | buc | RAVAK | 492
19584 | RAVAK Para dus 953.00 3 functii / X07P009 / | buc | RAVAK | 410
26390 | RAVAK Para dus 959.00 chrom/ X07P350 / | buc | RAVAK | 656
22200 | RAVAK Para dus 959.10 alba RAVAK / X07P351/ | buc | RAVAK | 512.5
22199 | RAVAK Para dus Cromata 959.00 1functii / X07P350 / | buc | RAVAK | 363.26
20205 | RAVAK Priza dus 701.00 / X07P004 / | buc | RAVAK | 902
19579 | RAVAK Set dus 902.00 / X07P177 / | buc | RAVAK | 1395.64
22203 | RAVAK Set dus pentru bide BM 040.00 /X070077/ | buc | RAVAK | 1537.5
25455 | RAVAK Suport dus 70cm 974.00 RAVAK / X07P013 | buc | RAVAK | 1476
19573 | RAVAK Suport dus 90cm 973.00 / X07P014/ | buc | RAVAK | 791.92
20223 | RAVAK Suport dus fix din pastic 610.00 / X07P010 / | buc | RAVAK | 54.94
20239 | RAVAK Suport si priza de dus, alama 706.00 /X07P206 / | buc | RAVAK | 984
BATERII INCASTRABILE
19570 | RAVAK Baterii încastrabile Neo cu comutator NO 061.00 / X070020 / | buc | RAVAK | 3075
22195 | RAVAK R-box Multi RB 071.50 / X070074/ | buc | RAVAK | 1620.94
20198 | RAVAK R-box RB 070.50 / X070052 / | buc | RAVAK | 2029.5
22205 | RAVAK Robinet incastrabil 3cai, termostat, Rbox-Multi CR 067/X070075/ | buc | RAVAK | 5072.93
20200 | RAVAK Robinet incastrabil cu comutator CR 065.00 Rbox /X070056/ | buc | RAVAK | 2877.38
20251 | RAVAK Robinet incastrabil fara comutator CR 066.00 Rbox /X070057/ | buc | RAVAK | 1614.99
19571 | RAVAK Robinet incastrabil fara comutator NO 062.00 / X070021 / | buc | RAVAK | 2583
19576 | RAVAK Robinet incastrabil fara comutator NO 066.00 Rbox / X070044 / | buc | RAVAK | 1159.69
22204 | RAVAK Robinet incastrabil, cu comutator, cu termostat CR 063.00 / X070094 / | buc | RAVAK | 3033.8
19575 | RAVAK Robinet incastrabil, cu comutator, cu termostat TE 061.00 / X070037 / | buc | RAVAK | 3712.96
20202 | RAVAK Robinet incastrabil, fara comutator, cu termostat TE 062.00 / X070048 / | buc | RAVAK | 4059
BATERII P/U BIDEU
20199 | RAVAK Robinet pentru bide cu ventil CR 055.00 / X070055 / | buc | RAVAK | 1956.73
BATERII P/U CAZI
26391 | RAVAK Batterie cadă de perete cu termostat TE 022.00/150 /X070047/ | buc | RAVAK | 5125
19580 | RAVAK Robinet cada/dus Crome 150 mm CR 022.00/150 /X070042 / | buc | RAVAK | 5740
20203 | RAVAK Robinet cada/dus cu termostat TE 022.00/150 /X070047/ | buc | RAVAK | 2769.96
BATERII P/U CHIUVETE
19569 | RAVAK Baterie pentru chiuvetă Neo cu ventil NO 011.00 / X070016 / | buc | RAVAK | 2542
19583 | RAVAK Robinet bucatarie chiuveta CR 016.00 / X070054 / | buc | RAVAK | 2579.93
19582 | RAVAK Robinet chiuveta fara ventil CR 012.00 / X070041 / | buc | RAVAK | 3177.5
20861 | RAVAK Robinet chiuveta fara ventil SN 012.00 /X070002/ | buc | RAVAK | 788.64
BATERII P/U DUS
26403 | RAVAK Coloana de dus cu baterie termostatata TD 091.00/150, pt dus 10° /X070103/ | buc | RAVAK | 11316
20244 | RAVAK Coloana de dus cu baterie termostatata TE 091.00/150 Termo 100 /X070058/ | buc | RAVAK | 10455
20243 | RAVAK Panou hidromasaj JET INOX / X01453 / | buc | RAVAK | 12017.31
19581 | RAVAK Robinet dus Chrome 150mm CR 032.00 / X070043 / | buc | RAVAK | 2064.15
19585 | RAVAK Robinet dus cu termostat 150 mm TE 032.00 / X070034 / | buc | RAVAK | 2140
20204 | RAVAK Robinet dus cu termostat 150 mm TE 072.00 / X070051 / | buc | RAVAK | 2227.74
CABINE SI USI DE DUS
BRILIANT
19228 | RAVAK B SET p/u BSRV4, BSKK4-80, 90 crom / D01000A073 / | buc | RAVAK | 15170
19227 | RAVAK Cabina de dus BSKK4-90 crom+Transparent / 3U277A00Y1 / | buc | RAVAK | 19270
CABINE DE DUS RECTANDULARE
19239 | RAVAK Cabina de dus SRV2-90 S satin-polistirena Perla /14V70U0211/ | buc | RAVAK | 3690
25452 | RAVAK Cabina de dus SRV2-90 satin-transparent RAVAK / 14V70U02Z1 | buc | RAVAK | 4551
CABINE DE DUS SEMIROTUNDE
22190 | RAVAK Cabina de dus BLCP4-90 alb transparent / 3B270100Z1/ | buc | RAVAK | 11070
20212 | RAVAK Cabina de dus BLCP4-90 chrom transparent semirotunda / 3B270C00Z1/ | buc | RAVAK | 11152
25451 | RAVAK Cabina de dus BLSCP4-90 lucios-transparent RAVAK / X3BM70C00Z1 | buc | RAVAK | 12300
26397 | RAVAK Cabina de dus PSKK3-90 bright alu+glass Transparent /37677C00Z1/ | buc | RAVAK | 11890
25454 | RAVAK Cabina de dus SMSKK4-90 chrom-transparent RAVAK / 3S277A00Y1 | buc | RAVAK | 19475
19554 | RAVAK Cabina PSKK3-80 satin+transparent / 37644U00Z1 / | buc | RAVAK | 7128.67
20211 | RAVAK Cabina PSKK3-90 alb transparent / 37677100Z1 / | buc | RAVAK | 11890
19234 | RAVAK Cabina SKCP4-90 Supernova satin+polistirena Perla / 31170U0011 / | buc | RAVAK | 9430
USI DE DUS
20402 | RAVAK Perete fix BLPS-100 lucios+transparent/9BHA0C00Z1/ | buc | RAVAK | 2877.59
26393 | RAVAK Perete fix de dus SMPS-100 L crom+sticla Transparent /9SLA0A00Z1/ | buc | RAVAK | 8282
26394 | RAVAK Perete fix de dus SMPS-90 R crom+sticla Transparent /9SP70A00Z1/ | buc | RAVAK | 7790
20403 | RAVAK Perete fix PPS-100 satin+transparent/90GA0U00Z1/ | buc | RAVAK | 2609.65
20216 | RAVAK Usa de dus BLDP2-100 bright alu+glass Transparent /0PVA0C00Z1/ | buc | RAVAK | 8159
20399 | RAVAK Usa de dus SMSD2-100 B-L crom+sticla Transparent /0SLABA00Z1/ | buc | RAVAK | 13612
20217 | RAVAK Usa de dus SMSD2-90 B-R crom+sticla Transparent /0SP7BA00Z1/ | buc | RAVAK | 13161
20214 | RAVAK Usa dus ASDP3-90 alb+sticla Grape/00V70102ZG/ | buc | RAVAK | 5835.94
20226 | RAVAK Usa dus CRV2-100 satin+transparent/1QVA0U00Z1/ | buc | RAVAK | 7968.56
20215 | RAVAK Usa dus PDOP2-100 satin+transparent/03GA0U00Z1/ | buc | RAVAK | 9102
20221 | RAVAK Usa dus SMSD2-100 B-R crom+transparent/0SPABA00Z1/ | buc | RAVAK | 11649.74
CADITE SI ACCESORII
CADITA DE DUS ANGELA
19549 | RAVAK Cadita ANGELA-90 LA-R alb / A017701220 / | buc | RAVAK | 1980.1
19230 | RAVAK Cadita ANGELA-90 PU-R alb 905 x 905 / A007701120 / | buc | RAVAK | 3936
CADITA DE DUS Elipso Pro
19540 | RAVAK Cadita de dus Elipso Pro Flat alb / XA237711010 / | buc | RAVAK | 4920
25453 | RAVAK Cadita de dus Elipso Pro-90 CROME alb RAVAK / XA247701010 | buc | RAVAK | 6150
19229 | RAVAK Cadita Elipso 90 PAN alb 900x900 /A227701410/ | buc | RAVAK | 4305
26400 | RAVAK Panou frontal A pentru Cada CHROME 170 snoww /CZ74100A00/ | buc | RAVAK | 3198
19245 | RAVAK Panou frontal ELIPSO PRO 90 alb / XA937001010 / | buc | RAVAK | 675.27
26396 | RAVAK Panou frontal PERSEUS PRO-90 SET alb /XA837001010/ | buc | RAVAK | 1435
26401 | RAVAK Panou lateral A pentru Cada CHROME 75 snowwhite /CZ74130A00/ | buc | RAVAK | 1968
CADITA DE DUS Ronda
26395 | RAVAK Cadita de dus PERSEUS PRO-90 CHROME alb /XA047701010/ | buc | RAVAK | 6601
22188 | RAVAK Cadita RONDA-80 PU-R alb 805x805 /A204001120/ | buc | RAVAK | 2250.08
19232 | RAVAK Cadita RONDA-90 LA-R alb 910x910 /A217001220/ | buc | RAVAK | 1845.82
19231 | RAVAK Cadita RONDA-90 PU-R alb 910x910 /A207001120/ | buc | RAVAK | 3936
20234 | RAVAK Capacele p/u profil de mascare 10 /XB430001001/ | buc | RAVAK | 13.33
25449 | RAVAK Profil de dus extensibil PNSP alb RAVAK / E778801119000 | buc | RAVAK | 328
25450 | RAVAK Profil de dus extensibil PNSP satin RAVAK / E778801U19000 | buc | RAVAK | 369
20233 | RAVAK Profil mascare 10/2000 /XB452000001/ | buc | RAVAK | 164
20237 | RAVAK Profil mascare 11/2000 /XB462000001/ | buc | RAVAK | 164
20235 | RAVAK Profil mascare 6/2000 /XB442000001/ | buc | RAVAK | 102.5
20238 | RAVAK Set pentru profil de mascare 11/B460000001/ | buc | RAVAK | 82
20236 | RAVAK Set pentru profil de mascare 6 /B440000001/ | buc | RAVAK | 82
20232 | RAVAK Set universal montaj cadite / A000000004/ | buc | RAVAK | 224.07
19246 | RAVAK Suport Base Galaxy Pro / XB2J000000N / | buc | RAVAK | 492
19240 | RAVAK Suport universal 650 p/u cadite LA-90 / B2F0000002 / | buc | RAVAK | 583.23
SIFOANE P/U CADITE
20213 | RAVAK Sifon cadita Profesional 90 chrome/ X01309 / | buc | RAVAK | 779
19560 | RAVAK Sifon cadita Standard 90 chrome / X01314 / | buc | RAVAK | 410
19556 | RAVAK Sifon RAVAK cadita Basic 90 / X01308 / | buc | RAVAK | 163.39
CAZI SI PARAVANE P/U CAZI
ACCESORII PU CAZI
20227 | RAVAK Silicon alb 310ml / X01200/ | buc | RAVAK | 164
20228 | RAVAK Silicon transparent 310ml / X01201/ | buc | RAVAK | 164
Sisteme de scurgere
20206 | RAVAK Reductie 40x50 mm / X01304 / | buc | RAVAK | 37.31
20406 | RAVAK Set scurgere, cu alimentare prin preaplin 570 B S/R chrome/ X01438 / | buc | RAVAK | 2583
19530 | RAVAK Sifon cada ClickClack Chrom / X01377 / | buc | RAVAK | 861
26392 | RAVAK Sifon pentru cadite Basic 90 / X01308 / | buc | RAVAK | 287
19557 | RAVAK Sifon RAVAK cada / X01305 / | buc | RAVAK | 479.29
19249 | RAVAK Sifon RAVAK cada cu umplere prin preaplin / X01316 / | buc | RAVAK | 1673.62
19525 | RAVAK Sifon RAVAK cada cu umplere prin preaplin ClickClack / X01374 / | buc | RAVAK | 1712.98
20407 | RAVAK Sifon RAVAK cada cu umplere prin preaplin II ClickClack / X01440 / | buc | RAVAK | 1290.89
CAZI ASIMETRICE
CADA DE ACRIL AVOCADO
20851 | RAVAK Cada Avocado 160 x 75 L /CQ01000000/ | buc | RAVAK | 6811.74
19552 | RAVAK Cada Avocado 160 x 75 R /CH01000000/ | buc | RAVAK | 3995.86
19550 | RAVAK Panelkit AVOCADO / B28000000N / | buc | RAVAK | 275.73
20852 | RAVAK Panou frontal Avocado L 160 cm /CZQ1000A00/ | buc | RAVAK | 2768.32
19553 | RAVAK Panou frontal Avocado R 160 cm /CZI1000A00/ | buc | RAVAK | 1632.01
19551 | RAVAK Suport cada Avocado /CYS0000000/ | buc | RAVAK | 318.37
CADA DE ACRIL Love Story II
19215 | RAVAK Cada LoveStory II L alb-imaculat / C751000000 / | buc | RAVAK | 14742.37
20863 | RAVAK Cada LoveStory II L PU PLUS hidromasaj /CU2111A00U00111/ | buc | RAVAK | 60387.47
21574 | RAVAK Cada LoveStory II R alb-imaculat / C761000000 / | buc | RAVAK | 16609.51
19217 | RAVAK Panelkit LOVE STORY II / B27500000N / | buc | RAVAK | 884.78
19216 | RAVAK Panou frontal A LoveStory II L alb-imaculat / CZ75100A00 / | buc | RAVAK | 6331.02
21575 | RAVAK Panou frontal A LoveStory II R alb-imaculat / CZ76100A00 / | buc | RAVAK | 8332.02
19218 | RAVAK Suport p/u cada LOVE STORY II / CY75000000 / | buc | RAVAK | 994.46
CADA DE ACRIL Rosa II
19208 | RAVAK Cada Rosa II 160 x 105 R alb imaculat / CL21000000 / | buc | RAVAK | 11070
22189 | RAVAK Cada Rosa II PU-PLUS 150 x 105 R alb imaculat / CJ210P0000 / | buc | RAVAK | 13078.8
19210 | RAVAK Maner Rosa II p/u VS gri /B53200000O/ | buc | RAVAK | 454.08
19213 | RAVAK Panelkit ROSA Universal / B23000100N / | buc | RAVAK | 615
22187 | RAVAK Panou A Rosa II P 150 cm alb-imaculat / CZJ1200A00 / | buc | RAVAK | 3471.47
19211 | RAVAK Panou A Rosa II P 160 cm alb-imaculat / CZL1200A00 / | buc | RAVAK | 3895
19214 | RAVAK Paravan cada CVSK1 ROSA 160/170 R aluminiu lucios+Transparent / 7QRS0100Y1 / | buc | RAVAK | 6987.02
19209 | RAVAK Pernuta p/u cada Rosa II gri /B63200000O/ | buc | RAVAK | 911.02
19212 | RAVAK Suport p/u cada Rosa universal / CY55000000 / | buc | RAVAK | 820
21581 | RAVAK Cada ASYMMETRIC 150*100 L (C441000000) | buc | RAVAK | 7080.09
20848 | RAVAK Cada ASYMMETRIC 150*100 R (C451000000) | buc | RAVAK | 5646.11
21582 | RAVAK Panou frontal cada ASYMMETRIC 150 L (CZ44100000) | buc | RAVAK | 3202.51
20850 | RAVAK Panou frontal cada ASYMMETRIC R (CZ45100000) | buc | RAVAK | 2039.75
20849 | RAVAK Suport cada ASYMMETRIC (CY44000000) | buc | RAVAK | 1257.27
CAZI DE COLT
20207 | RAVAK Cada NEW DAY 150x150 snowwhite/ C66100000/ | buc | RAVAK | 12956
20210 | RAVAK Panelkit NEW DAY,GENTIANA / B26500000N/ | buc | RAVAK | 738
20208 | RAVAK Support pentru Cada NEW DAY,GENTIANA/ CY65000000/ | buc | RAVAK | 1148
CAZI DREPTUNGHIULARE
Cada CLASSIC
26208 | Cada Serena 1500x700 | buc |  | 1960
20395 | RAVAK Cada CLASSIC 150x70 N / C521000000 / | buc | RAVAK | 5772.6
20396 | RAVAK Cada CLASSIC 160x70 N / C531000000 / | buc | RAVAK | 6216.83
19555 | RAVAK Cada CLASSIC 170x70 N / C541000000 / | buc | RAVAK | 7482.5
20401 | RAVAK Panelkit panou frontal U / B23600000N / | buc | RAVAK | 451
20405 | RAVAK Panou frontal U 150 / CZ001P0A00 / | buc | RAVAK | 2426.18
20853 | RAVAK Panou frontal U 170 / CZ001V0A00/ | buc | RAVAK | 3198
26399 | RAVAK Panou lateral U 75 snowwhite /CZ00130A00/ | buc | RAVAK | 1968
20854 | RAVAK Panou lateral U70 (CZ00110A00) | buc | RAVAK | 1845
19548 | RAVAK Suport 70 U p/u cada Classic, Vanda II, Lilia / CY00000000 / | buc | RAVAK | 656
26398 | RAVAK Support pentru Cada 75 U /CY00030000/ | buc | RAVAK | 738
Cada EVOLUTION
19223 | RAVAK Cada Ravak EVOLUTION PU Plus 180x102 C1010P0000 | buc | RAVAK | 15113.22
19221 | RAVAK Maner p/u cada Evolution alb / B5H0000001 / | buc | RAVAK | 681.42
19219 | RAVAK Panelkit frontal EVOLUTION / B2H000000N / | buc | RAVAK | 267.94
19224 | RAVAK Panou frontal A p/u cada EVOLUTION/ CZ11000A00 / | buc | RAVAK | 1817.12
19226 | RAVAK Panou lateral A p/u cada EVOLUTION L 75 alb-imaculat, set / CZ11200A00 / | buc | RAVAK | 856.9
19225 | RAVAK Panou lateral A p/u cada EVOLUTION R 75 alb-imaculat, set / CZ11100A00 / | buc | RAVAK | 856.9
19222 | RAVAK Pernuta p/u cada Evolution alb / B6H0000001 / | buc | RAVAK | 1108.44
19220 | RAVAK Suport cada EVOLUTION / CY10000000 / | buc | RAVAK | 670.76
Cada Sonata
20398 | RAVAK Cada SONATA 180x80 / CW01000000 / | buc | RAVAK | 11294.68
20860 | RAVAK Maner p/u cada Sonata/ B570000000 / | buc | RAVAK | 2334.95
20859 | RAVAK Pernuta p/u cada / B670000000 / | buc | RAVAK | 2095.51
20242 | RAVAK Suport p/u cada 75U / CY00030000/ | buc | RAVAK | 557.19
20404 | RAVAK Suport p/u cada 80U / CY00040000/ | buc | RAVAK | 430.5
Cada Vanda II
19244 | RAVAK Cada Vanda II 170x70 alb-imaculat / CP21000000 / | buc | RAVAK | 7482.5
20241 | RAVAK Cada CAMPANULA II 170x75 snowwhite/ CA21000000/ | buc | RAVAK | 8733
20394 | RAVAK Cada CHROME 170x75 snowwhite / C741000000 / | buc | RAVAK | 8733
25445 | RAVAK Cada CITY SLIM 180x80 / C921300000 | buc | RAVAK | 15272.5
26402 | RAVAK Cada FORMY 01 180 x 80 snowwhite/ C881000000/ | buc | RAVAK | 11972
25446 | RAVAK Panou frontal CITY SLIM 180 alb RAVAK / X000001059 | buc | RAVAK | 4305
25447 | RAVAK Panou lateral CITY SLIM 80 L alb RAVAK / X000001062 | buc | RAVAK | 2624
25448 | RAVAK Panou lateral CITY SLIM 80 R alb RAVAK / X000001065 | buc | RAVAK | 2624
21580 | RAVAK B SET paravan cada BVS2-100 L chrom (D01000A072) | buc | RAVAK | 6880.83
20855 | RAVAK Paravan cada BSDPS-120/80 L crom (0ULG4A00Z1) | buc | RAVAK | 11921.57
21579 | RAVAK Paravan cada BVS2-100L chrom+transparent (7ULA0A00Z1) | buc | RAVAK | 6276.69
25465 | RAVAK Paravan cada CVS2 R alb+transparent / 7QRA0103Z1 | buc | RAVAK | 7277.5
22191 | RAVAK Paravan cada CVSK1 ROSA 140/150 R (7QRS0C00Y1) | buc | RAVAK | 7173.77
20857 | RAVAK Paravan cada CVSK1 ROSA 160/170 R (7QRS0C00Y1) | buc | RAVAK | 9225
20409 | RAVAK Paravan cada PVS1-80 satin+transparent (79840U00Z1) | buc | RAVAK | 3879.22
20856 | RAVAK Set pentru paravan de dus BSDPS-L 120 crom (D01000A082) | buc | RAVAK | 11593.57
CHIUVETE
20858 | RAVAK Chiuveta AVOCADO / XJ9L1100000 / | buc | RAVAK | 4004.47
19561 | RAVAK Chiuveta Avocado L / XJ1L1100000 / | buc | RAVAK | 1719.75
19562 | RAVAK Chiuveta Avocado R / XJ1P1100000 / | buc | RAVAK | 2529.09
19565 | RAVAK Chiuveta BeHappy L / XJAL1100000 / | buc | RAVAK | 2631.38
19566 | RAVAK Chiuveta BeHappy R / XJAP1100000 / | buc | RAVAK | 3869.79
19545 | RAVAK Chiuveta Chrome 600 / XJG01160000 / | buc | RAVAK | 2514.53
19546 | RAVAK Chiuveta Chrome 700 / XJG01170000 / | buc | RAVAK | 2935.6
19541 | RAVAK Chiuveta Classic 700 / XJD01170000 / | buc | RAVAK | 2956.1
20408 | RAVAK Chiuveta Classic 800 L / XJDL1180000/ | buc | RAVAK | 5208.03
26404 | RAVAK Chiuveta dubla Chrome 1200 alb cu preaplin /XJG01112000/ | buc | RAVAK | 10168
19531 | RAVAK Chiuveta Evolution 700x550 / XJE01100000 / | buc | RAVAK | 5615.16
19563 | RAVAK Chiuveta Rosa / XJ2L1100000 / | buc | RAVAK | 3375.94
20224 | RAVAK Sifon chiuvetă tubular U chrom / X01436/ | buc | RAVAK | 451
19252 | RAVAK Sifon telescopic chiuveta chrom / X01371/ | buc | RAVAK | 1927
19253 | RAVAK Ventil chiuveta ClickClack / X01373 / | buc | RAVAK | 279.83
20225 | RAVAK Ventil chiuvete ClickClack scund chrome / X01437 / | buc | RAVAK | 451
MOBILIER
20393 | RAVAK Mobilier Classic SD 800-L sub chiuveta / X000000350/ | buc | RAVAK | 5844.55
19533 | RAVAK Mobilier Evolution SD sub chiuveta / X000000364/ | buc | RAVAK | 2575.62
20392 | RAVAK Mobilier Evolution SDS sub chiuveta / X000000365/ | buc | RAVAK | 5844.55
20400 | RAVAK Oglinda Classic 800 cu lumini integrate / X000000354 / | buc | RAVAK | 3336.79
19535 | RAVAK Oglinda Evolution alba cu lumini şi priza integrate / X000000398 / | buc | RAVAK | 4513.28
19537 | RAVAK Polita de sticla Evolution / X000000399 / | buc | RAVAK | 769.37
20231 | RAVAK Scaunel OVO-B-CLEAR /B8F0000015/ | buc | RAVAK | 2803.38
20222 | RAVAK Scaunel OVO-B-OPAL /B8F0000016/ | buc | RAVAK | 2979.68
20229 | RAVAK Scaunel OVO-P-OPAL /B8F0000001/ | buc | RAVAK | 2026.22
20230 | RAVAK Scaunel OVO-P-ORANGE /B8F0000005/ | buc | RAVAK | 2065.99
RIGOLE P/U DUS
19544 | RAVAK Rigole p/u dus OZ RAVAK Runway 850-inox / X01388 / | buc | RAVAK | 5898.06
20240 | RAVAK Sifon RAVAK SN 105x105/50 inox de pardoseala / X01435/ | buc | RAVAK | 738
SOLUTII P/U INTRETINERE
19547 | RAVAK AntiCalc Conditioner / B32000000N / | buc | RAVAK | 172.2
19558 | RAVAK Cleaner (500 ml) / X01101 / | buc | RAVAK | 109.88
19568 | RAVAK Cleaner crome (500 ml) / X01106 / | buc | RAVAK | 175.28
19559 | RAVAK Desinfectant (500 ml) / X01102/ | buc | RAVAK | 136.53
19564 | RAVAK Lubrifinat pe baza de teflon / X01104 / | buc | RAVAK | 89.59
19567 | RAVAK TurboCleaner (1000 g) / X01105 / | buc | RAVAK | 72.98
USITE SANITARE
23834 | Usita metalica Blauberg RTF 250x300 | buc | BLAUBERG | 175.28
23835 | Usita metalica Blauberg RTF 250x400 | buc | BLAUBERG | 221.4
21506 | Usita metalica Blauberg RTMG 200x300 | buc | BLAUBERG | 143.5
21507 | Usita metalica Blauberg RTMG 200x400 | buc | BLAUBERG | 317.34
21513 | Usita metalica Blauberg RTMG 300x200 | buc | BLAUBERG | 143.5
21508 | Usita metalica Blauberg RTMG 300x300 | buc | BLAUBERG | 303.4
21509 | Usita metalica Blauberg RTMG 400x400 | buc | BLAUBERG | 234.32
21510 | Usita metalica Blauberg RTMG 400x500 | buc | BLAUBERG | 225.5
21511 | Usita metalica Blauberg RTMG 500x500 | buc | BLAUBERG | 369
21512 | Usita metalica Blauberg RTMG 500x600 | buc | BLAUBERG | 294.79
21514 | Usita metalica Blauberg RTMG 500x800 | buc | BLAUBERG | 471.5
21515 | Usita metalica Blauberg RTMG 600x400 | buc | BLAUBERG | 287
21535 | Usita plastic Blauberg RT150x150 | buc | BLAUBERG | 97.38
21536 | Usita plastic Blauberg RT150x200 | buc | BLAUBERG | 102.3
21537 | Usita plastic Blauberg RT150x300 | buc | BLAUBERG | 140.02
21538 | Usita plastic Blauberg RT200x200 | buc | BLAUBERG | 123.82
21539 | Usita plastic Blauberg RT200x250 | buc | BLAUBERG | 61.5
21540 | Usita plastic Blauberg RT200x300 | buc | BLAUBERG | 91.23
21541 | Usita plastic Blauberg RT200x400 | buc | BLAUBERG | 123
21542 | Usita plastic Blauberg RT250x300 | buc | BLAUBERG | 92.25
21543 | Usita plastic Blauberg RT250x400 | buc | BLAUBERG | 246
17488 | Usita plastic d15*15/ 007-1241 | buc | METROTERM | 33.33
17489 | Usita plastic d15*20/ 007-1242 | buc | METROTERM | 38.46
17491 | Usita plastic d20*20/ 007-1243 | buc | METROTERM | 45.7
17492 | Usita plastic d20*25/ 007-1244 | buc | METROTERM | 49.1
17490 | Usita plastic d20*30/ 007-1245 | buc | METROTERM | 56.6
17493 | Usita plastic d30*30/ 007-1247 | buc | METROTERM | 59.24
VAS URINAL
20797 | KALE Pisuar SINGLEPIECE 7112939600 | buc | KALE | 850.96
20792 | KALE Pisuar ZERO 7111839400 | buc | KALE | 1062.11
VAS VICEU
23805 | Buton p/u WC incorp, alb AGORA Visam 221003 | buc | METROTERM | 73.53
23800 | Buton p/u WC incorp, alb ALINDA Visam 227003 | buc | METROTERM | 74
23802 | Buton p/u WC incorp, alb EFES Visam / 220003 | buc | METROTERM | 65
23801 | Buton p/u WC incorp, alb KARINA Visam 226003 | buc | METROTERM | 74
23803 | Buton p/u WC incorp, crom EFES Visam / 220002 | buc | METROTERM | 290
23804 | Buton p/u WC incorp, crom KARINA Visam 226002 | buc | METROTERM | 275
23799 | Buton p/u WC incorp, crom matt EFES Visam 220001 | buc | METROTERM | 145
21216 | GLOBO Capac WC soft GE020.BI | buc | Globo s.p.a | 1346.03
21215 | GLOBO Capac WC soft MD020.BI | buc | Globo s.p.a | 1346.03
21217 | GLOBO Capac WC soft SB022 | buc | Globo s.p.a | 1346.03
21196 | GLOBO WC cu bidet MDB01.BI | buc | Globo s.p.a | 2635.48
21197 | GLOBO WC cu bidet GEB02.BI | buc | Globo s.p.a | 2715.43
21211 | GLOBO WC suspendat SBS04.BI | buc | Globo s.p.a | 2091.21
20777 | KALE Capac WC STIL 7010772000 | buc | KALE | 425.79
20778 | KALE Capac WC STIL soft 7010772900 | buc | KALE | 638.37
22147 | KALE Capac WC BABEL 7011072000 | buc | KALE | 513.32
22148 | KALE Capac WC BABEL soft 7011072900 | buc | KALE | 666.66
20780 | KALE Capac WC IDEA 7011372000 | buc | KALE | 379.66
20781 | KALE Capac WC IDEA soft 7011372900 | buc | KALE | 635.5
22150 | KALE Ceasa Ghenuia SP 60*50 7112937400 | buc | KALE | 838.25
20791 | KALE Rezervor WC IDEA 7111340000 | buc | KALE | 423.33
20801 | KALE Rezervor WC INDIGO 7113540000 | buc | KALE | 415.54
20785 | KALE Rezervor WC TROY 7110540000 | buc | KALE | 395.24
20803 | KALE WC de podea IDEA fara rezervor 7191333300 | buc | KALE | 959.2
20800 | KALE WC de podea INDIGO fara rezervor 7113532300 | buc | KALE | 713.61
20802 | KALE WC de podea TROY fara rezervor 7190532300 | buc | KALE | 525.21
20789 | KALE WC suspendat BABEL 7111036300 | buc | KALE | 1366.94
20788 | KALE WC suspendat STIL 7110735100 | buc | KALE | 1093.68
26218 | Rama p/u bideu Visam 893-002 | buc |  | 1150
25466 | Rama p/u WC suspendat 3/6l SLIM 80 VISAM / 150-024 | buc | METROTERM | 1650
25467 | Rama p/u WC suspendat fara buton 3/6l SLIM 80 VISAM / 150-025 | buc | METROTERM | 1750
24759 | WC "Cersanit" Arteco compact 3/6L alim.de jos / 9041 | buc | METROTERM | 1675
23730 | WC "Cersanit" Koral compact 3/6L alim.de jos / 7070 | buc | METROTERM | 1550
23731 | WC "Cersanit" Mito 6L VS (6892) | buc | METROTERM | 1233.79
24633 | WC "Cersanit" Mito Grey compact 3/6L alim. laterala 3/8 / 91666 | buc | METROTERM | 1230
24758 | WC "Della" First compact 6L/Stop alim. de jos / 97579 | buc | METROTERM | 1115
24634 | WC "Della" First compact 6L/Stop alimentare de jos universal VS / 95427 | buc | METROTERM | 1129.8
23732 | WC "Della" Ideal 6L VS (89020) | buc | METROTERM | 1104.38
23733 | WC "Della" Otti compact 6L/STOP alim. de jos universal / 87932 | buc | METROTERM | 1195
24021 | WC "Della" Restyle 6L VS (95426) | buc | METROTERM | 1336.88
24762 | WC "Lobnya" Vershok compactp/u copii 6L/Stop alim. de jos ppr / 91535 | buc | METROTERM | 1495
25817 | WC compact ''Etalon '' | buc | METROTERM | 1130
25820 | WC compact ''Kapri '' | buc | METROTERM | 1200
25818 | WC compact ''Lido ''/ iesire 45 | buc | METROTERM | 1225
26085 | WC compact ''Lido ''/ iesire 90 | buc | METROTERM | 1230
25815 | WC compact ''Neva '' | buc | METROTERM | 1200
25819 | WC compact ''Siena '' | buc | METROTERM | 1200
25816 | WC compact ''Standart '' econom | buc | METROTERM | 1280
26211 | WC compact Format econom | buc | METROTERM | 1200
26576 | WC suspendat (DG10KSS) | buc | METROTERM | 2220
24761 | WC Victory de podea TR112A / 83391 | buc | METROTERM | 405
24760 | WC Victory Marco 6L alim. de jos / 83391 | buc | METROTERM | 1220